## 101 Kolsass
Parameter name	Unit	Description

Date/Time	-	Date and Time in UTC
nmiss_sonic1	-	missing data points per averaging period for the sonic anemometer at level 1 (4.0 m agl)
nmiss_sonic2	-	missing data points per averaging period for the sonic anemometer at level 2 (8.7 m agl)
nmiss_sonic3	-	missing data points per averaging period for the sonic anemometer at level 3 (17.0 m agl)
nmiss_gas1	-	missing data points per averaging period for the gas analyzer at level 1 (4.0 m agl)
nmiss_gas3	-	missing data points per averaging period for the gas analyzer at level 3 (17.0 m agl)
nflag_sonic1	-	data points when sonic anemometer flag is set per averaging period at level 1 (4.0 m agl)
nflag_sonic2	-	data points when sonic anemometer flag is set per averaging period at level 2 (8.7 m agl)
nflag_sonic3	-	data points when sonic anemometer flag is set per averaging period at level 3 (17.0 m agl)
nflag_gas1	-	data points when gas analyzer flag is set per averaging period at level 1 (4.0 m agl)
nflag_gas3	-	data points when gas analyzer flag is set per averaging period at level 3 (17.0 m agl)
nlim_u1	-	number of data points exceeding physical limits for the sonic u-component at level 1 (4.0 m agl)
nlim_u2	-	number of data points exceeding physical limits for the sonic u-component at level 2 (8.7 m agl)
nlim_u3	-	number of data points exceeding physical limits for the sonic u-component at level 3 (17.0 m agl)
nlim_v1	-	number of data points exceeding physical limits for the sonic v-component at level 1 (4.0 m agl)
nlim_v2	-	number of data points exceeding physical limits for the sonic v-component at level 2 (8.7 m agl)
nlim_v3	-	number of data points exceeding physical limits for the sonic v-component at level 3 (17.0 m agl)
nlim_w1	-	number of data points exceeding physical limits for the sonic w-component at level 1 (4.0 m agl)
nlim_w2	-	number of data points exceeding physical limits for the sonic w-component at level 2 (8.7 m agl)
nlim_w3	-	number of data points exceeding physical limits for the sonic w-component at level 3 (17.0 m agl)
nlim_t1	-	number of data points exceeding physical limits for the sonic temperature at level 1 (4.0 m agl)
nlim_t2	-	number of data points exceeding physical limits for the sonic temperature at level 2 (8.7 m agl)
nlim_t3	-	number of data points exceeding physical limits for the sonic temperature at level 3 (17.0 m agl)
nlim_h2o1	-	number of data points exceeding physical limits for water vapor h2o at level 1 (4.0 m agl)
nlim_h2o3	-	number of data points exceeding physical limits for water vapor h2o at level 3 (17.0 m agl)
nlim_co21	-	number of data points exceeding physical limits for carbon dioxide co2 at level 1 (4.0 m agl)
nlim_co23	-	number of data points exceeding physical limits for carbon dioxide co2 at level 3 (17.0 m agl)
nspk_u1	-	Number of spikes within averaging period (exceeding 3.5 times standard deviation) for the sonic u-component at level 1 (4.0 m agl)
nspk_u2	-	Number of spikes within averaging period (exceeding 3.5 times standard deviation) for the sonic u-component at level 2 (8.7 m agl)
nspk_u3	-	Number of spikes within averaging period (exceeding 3.5 times standard deviation) for the sonic u-component at level 3 (17.0 m agl)
nspk_v1	-	Number of spikes within averaging period (exceeding 3.5 times standard deviation) for the sonic v-component at level 1 (4.0 m agl)
nspk_v2	-	Number of spikes within averaging period (exceeding 3.5 times standard deviation) for the sonic v-component at level 2 (8.7 m agl)
nspk_v3	-	Number of spikes within averaging period (exceeding 3.5 times standard deviation) for the sonic v-component at level 3 (17.0 m agl)
nspk_w1	-	Number of spikes within averaging period (exceeding 3.5 times standard deviation) for the sonic w-component at level 1 (4.0 m agl)
nspk_w2	-	Number of spikes within averaging period (exceeding 3.5 times standard deviation) for the sonic w-component at level 2 (8.7 m agl)
nspk_w3	-	Number of spikes within averaging period (exceeding 3.5 times standard deviation) for the sonic w-component at level 3 (17.0 m agl)
nspk_t1	-	Number of spikes within averaging period (exceeding 3.5 times standard deviation) for the sonic temperature at level 1 (4.0 m agl)
nspk_t2	-	Number of spikes within averaging period (exceeding 3.5 times standard deviation) for the sonic temperature at level 2 (8.7 m agl)
nspk_t3	-	Number of spikes within averaging period (exceeding 3.5 times standard deviation) for the sonic temperature at level 3 (17.0 m agl)
nspk_h2o1	-	Number of spikes within averaging period (exceeding 3.5 times standard deviation) for water vapor h2o at level 1 (4.0 m agl)
nspk_h2o3	-	Number of spikes within averaging period (exceeding 3.5 times standard deviation) for water vapor h2o at level 3 (17.0 m agl)
nspk_co21	-	Number of spikes within averaging period (exceeding 3.5 times standard deviation) for carbon dioxide co2 at level 1 (4.0 m agl)
nspk_co23	-	Number of spikes within averaging period (exceeding 3.5 times standard deviation) for carbon dioxide co2 at level 3 (17.0 m agl)
nwdir_sonic1	-	Data points from within specified wind direction range around the mounting structure at level 1 (4.0 m agl)
nwdir_sonic2	-	Data points from within specified wind direction range around the mounting structure at level 2 (8.7 m agl)
nwdir_sonic3	-	Data points from within specified wind direction range around the mounting structure at level 3 (17.0 m agl)
nbad_u1	-	Sum of missing data, data flagged by the instrument, data exceeding physical limits, and spikes for the sonic u-component at level 1 (4.0 m agl)
nbad_u2	-	Sum of missing data, data flagged by the instrument, data exceeding physical limits, and spikes for the sonic u-component at level 2 (8.7 m agl)
nbad_u3	-	Sum of missing data, data flagged by the instrument, data exceeding physical limits, and spikes for the sonic u-component at level 3 (17.0 m agl)
nbad_v1	-	Sum of missing data, data flagged by the instrument, data exceeding physical limits, and spikes for the sonic v-component at level 1 (4.0 m agl)
nbad_v2	-	Sum of missing data, data flagged by the instrument, data exceeding physical limits, and spikes for the sonic v-component at level 2 (8.7 m agl)
nbad_v3	-	Sum of missing data, data flagged by the instrument, data exceeding physical limits, and spikes for the sonic v-component at level 3 (17.0 m agl)
nbad_w1	-	Sum of missing data, data flagged by the instrument, data exceeding physical limits, and spikes for the sonic w-component at level 1 (4.0 m agl)
nbad_w2	-	Sum of missing data, data flagged by the instrument, data exceeding physical limits, and spikes for the sonic w-component at level 2 (8.7 m agl)
nbad_w3	-	Sum of missing data, data flagged by the instrument, data exceeding physical limits, and spikes for the sonic w-component at level 3 (17.0 m agl)
nbad_t1	-	Sum of missing data, data flagged by the instrument, data exceeding physical limits, and spikes for the sonic temperature at level 1 (4.0 m agl)
nbad_t2	-	Sum of missing data, data flagged by the instrument, data exceeding physical limits, and spikes for the sonic temperature at level 2 (8.7 m agl)
nbad_t3	-	Sum of missing data, data flagged by the instrument, data exceeding physical limits, and spikes for the sonic temperature at level 3 (17.0 m agl)
nbad_h2o1	-	Sum of missing data, data flagged by the instrument, data exceeding physical limits, and spikes for water vapor h2o at level 1 (4.0 m agl)
nbad_h2o3	-	Sum of missing data, data flagged by the instrument, data exceeding physical limits, and spikes for water vapor h2o at level 3 (17.0 m agl)
nbad_co21	-	Sum of missing data, data flagged by the instrument, data exceeding physical limits, and spikes for carbon dioxide co2 at level 1 (4.0 m agl)
nbad_co23	-	Sum of missing data, data flagged by the instrument, data exceeding physical limits, and spikes for carbon dioxide co2 at level 3 (17.0 m agl)
mean_u1_unrot	m s-1	Mean value of the sonic u-component before double rotation, hence, unrotated at level 1 (4.0 m agl)
mean_v1_unrot	m s-1	Mean value of the sonic v-component before double rotation, hence, unrotated at level 1 (4.0 m agl)
mean_w1_unrot	m s-1	Mean value of the sonic w-component before double rotation, hence, unrotated at level 1 (4.0 m agl)
wdir1	deg	Mean wind direction at level 1 (4.0 m agl)
rot_alpha1	deg	First rotation angle for double rotation (alpha) at level 1 (4.0 m agl)
rot_beta1	deg	Second rotation angle for double rotation (beta) at level 1 (4.0 m agl)
mean_u2_unrot	m s-1	Mean value of the sonic u-component before double rotation, hence, unrotated at level 2 (8.7 m agl)
mean_v2_unrot	m s-1	Mean value of the sonic v-component before double rotation, hence, unrotated at level 2 (8.7 m agl)
mean_w2_unrot	m s-1	Mean value of the sonic w-component before double rotation, hence, unrotated at level 2 (8.7 m agl)
wdir2	deg	Mean wind direction at level 2 (8.7 m agl)
rot_alpha2	deg	First rotation angle for double rotation (alpha) at level 2 (8.7 m agl)
rot_beta2	deg	Second rotation angle for double rotation (beta) at level 2 (8.7 m agl)
mean_u3_unrot	m s-1	Mean value of the sonic u-component before double rotation, hence, unrotated at level 3 (17.0 m agl)
mean_v3_unrot	m s-1	Mean value of the sonic v-component before double rotation, hence, unrotated at level 3 (17.0 m agl)
mean_w3_unrot	m s-1	Mean value of the sonic w-component before double rotation, hence, unrotated at level 3 (17.0 m agl)
wdir3	deg	Mean wind direction at level 3 (17.0 m agl)
rot_alpha3	deg	First rotation angle for double rotation (alpha) at level 3 (17.0 m agl)
rot_beta3	deg	Second rotation angle for double rotation (beta) at level 3 (17.0 m agl)
tlag_var_h2o1	s	temporal lag between sonic and gas analyzer removed for water vapor h2o at level 1 (4.0 m agl)
tlag_var_h2o3	s	temporal lag between sonic and gas analyzer removed for water vapor h2o at level 3 (17.0 m agl) – NaN or zero as Irgason has no lag
tlag_var_co21	s	temporal lag between sonic and gas analyzer removed for carbon dioxide co2 at level 1 (4.0 m agl)
tlag_var_co23	s	temporal lag between sonic and gas analyzer removed for carbon dioxide co2 at level 3 (17.0 m agl) – NaN or zero as Irgason has no lag
mean_u1	m s-1	mean value of the double rotated streamwise wind component u, hence, vector averaged wind speed at level 1 (4.0 m agl)
mean_u2	m s-1	mean value of the double rotated streamwise wind component u, hence, vector averaged wind speed at level 2 (8.7 m agl)
mean_u3	m s-1	mean value of the double rotated streamwise wind component u, hence, vector averaged wind speed at level 3 (17.0 m agl)
mean_v1	m s-1	mean value of the double rotated spanwise wind component v at level 1 (4.0 m agl) – should be close to zero due to double rotation
mean_v2	m s-1	mean value of the double rotated spanwise wind component v at level 2 (8.7 m agl) – should be close to zero due to double rotation
mean_v3	m s-1	mean value of the double rotated spanwise wind component v at level 3 (17.0 m agl) – should be close to zero due to double rotation
mean_w1	m s-1	mean value of the double rotated vertical wind component w at level 1 (4.0 m agl) – should be close to zero due to double rotation
mean_w2	m s-1	mean value of the double rotated vertical wind component w at level 2 (8.7 m agl) – should be close to zero due to double rotation
mean_w3	m s-1	mean value of the double rotated vertical wind component w at level 3 (17.0 m agl) – should be close to zero due to double rotation
mean_t1	degC	mean value of the sonic temperature at level 1 (4.0 m agl)
mean_t2	degC	mean value of the sonic temperature at level 2 (8.7 m agl)
mean_t3	degC	mean value of the sonic temperature at level 3 (17.0 m agl)
mean_spd1	m s-1	scalar average of the wind speed at level 1 (4.0 m agl) – square root of the sum of the squared mean_u1_unrot, squared mean_v1_unrot, and squared mean_w1_unrot
mean_spd2	m s-1	scalar average of the wind speed at level 2 (8.7 m agl) – square root of the sum of the squared mean_u2_unrot, squared mean_v2_unrot, and squared mean_w2_unrot
mean_spd3	m s-1	scalar average of the wind speed at level 3 (17.0 m agl) – square root of the sum of the squared mean_u3_unrot, squared mean_v3_unrot, and squared mean_w3_unrot
mean_h2o1	g m-3	Mean water vapor concentration at level 1 (4.0 m agl)
mean_h2o3	g m-3	Mean water vapor concentration at level 3 (17.0 m agl)
mean_co21	mg m-3	Mean carbon dioxide co2 concentration at level 1 (4.0 m agl)
mean_co23	mg m-3	Mean carbon dioxide co2 concentration at level 3 (17.0 m agl)
mean_u1_flt	m s-1	Mean fluctuation of the streamwise wind component u after detrending at level 1 (4.0 m agl)
mean_u2_flt	m s-1	Mean fluctuation of the streamwise wind component u after detrending at level 2 (8.7 m agl)
mean_u3_flt	m s-1	Mean fluctuation of the streamwise wind component u after detrending at level 3 (17.0 m agl)
mean_v1_flt	m s-1	Mean fluctuation of the spanwise wind component v after detrending at level 1 (4.0 m agl)
mean_v2_flt	m s-1	Mean fluctuation of the spanwise wind component v after detrending at level 2 (8.7 m agl)
mean_v3_flt	m s-1	Mean fluctuation of the spanwise wind component v after detrending at level 3 (17.0 m agl)
mean_w1_flt	m s-1	Mean fluctuation of the vertical wind component w after detrending at level 1 (4.0 m agl)
mean_w2_flt	m s-1	Mean fluctuation of the vertical wind component w after detrending at level 2 (8.7 m agl)
mean_w3_flt	m s-1	Mean fluctuation of the vertical wind component w after detrending at level 3 (17.0 m agl)
mean_t1_flt	degC	Mean fluctuation of the temperature after detrending at level 1 (4.0 m agl)
mean_t2_flt	degC	Mean fluctuation of the temperature after detrending at level 2 (8.7 m agl)
mean_t3_flt	degC	Mean fluctuation of the temperature after detrending at level 3 (17.0 m agl)
mean_spd1_flt	m s-1	Mean fluctuation of the scalar average of the wind speed after detrending at level 1 (4.0 m agl)
mean_spd2_flt	m s-1	Mean fluctuation of the scalar average of the wind speed after detrending at level 2 (8.7 m agl)
mean_spd3_flt	m s-1	Mean fluctuation of the scalar average of the wind speed after detrending at level 3 (17.0 m agl)
mean_e1_flt	m2 s-2	Mean fluctuation of the turbulent kinetic energy after detrending at level 1 (4.0 m agl)
mean_e2_flt	m2 s-2	Mean fluctuation of the turbulent kinetic energy after detrending at level 2 (8.7 m agl)
mean_e3_flt	m2 s-2	Mean fluctuation of the turbulent kinetic energy after detrending at level 3 (17.0 m agl)
mean_h2o1_flt	g m-3	Mean fluctuation of the water vapor h2o after detrending at level 1 (4.0 m agl)
mean_h2o3_flt	g m-3	Mean fluctuation of the water vapor h2o after detrending at level 3 (17.0 m agl)
mean_co21_flt	mg m-3	Mean fluctuation of the carbon dioxide co2 after detrending at level 1 (4.0 m agl)
mean_co23_flt	mg m-3	Mean fluctuation of the carbon dioxide co2 after detrending at level 3 (17.0 m agl)
var_u1	m2 s-2	Variance of the streamwise wind component u at level 1 (4.0 m agl)
var_u2	m2 s-2	Variance of the streamwise wind component u at level 2 (8.7 m agl)
var_u3	m2 s-2	Variance of the streamwise wind component u at level 3 (17.0 m agl)
var_v1	m2 s-2	Variance of the spanwise wind component v at level 1 (4.0 m agl)
var_v2	m2 s-2	Variance of the spanwise wind component v at level 2 (8.7 m agl)
var_v3	m2 s-2	Variance of the spanwise wind component v at level 3 (17.0 m agl)
var_w1	m2 s-2	Variance of the vertical wind component w at level 1 (4.0 m agl)
var_w2	m2 s-2	Variance of the vertical wind component w at level 2 (8.7 m agl)
var_w3	m2 s-2	Variance of the vertical wind component w at level 3 (17.0 m agl)
var_t1	K2	Variance of the sonic temperature at level 1 (4.0 m agl)
var_t2	K2	Variance of the sonic temperature at level 2 (8.7 m agl)
var_t3	K2	Variance of the sonic temperature at level 3 (17.0 m agl)
var_spd1	m2 s-2	Variance of the vector averaged horizontal wind speed at level 1 (4.0 m agl)
var_spd2	m2 s-2	Variance of the vector averaged horizontal wind speed at level 2 (8.7 m agl)
var_spd3	m2 s-2	Variance of the vector averaged horizontal wind speed at level 3 (17.0 m agl)
var_e1	m4 s-4	Variance of the turbulent kinetic energy at level 1 (4.0 m agl)
var_e2	m4 s-4	Variance of the turbulent kinetic energy at level 2 (8.7 m agl)
var_e3	m4 s-4	Variance of the turbulent kinetic energy at level 3 (17.0 m agl)
var_h2o1	g2 m-6	Variance of water vapor h2o at level 1 (4.0 m agl)
var_h2o3	g2 m-6	Variance of water vapor h2o at level 3 (17.0 m agl)
var_co21	mg2 m-6	Variance of carbon dioxide co2 at level 1 (4.0 m agl)
var_co23	mg2 m-6	Variance of carbon dioxide co2 at level 3 (17.0 m agl)
skew_u1	-	Skewness of the streamwise wind component u at level 1 (4.0 m agl)
skew_u2	-	Skewness of the streamwise wind component u at level 2 (8.7 m agl)
skew_u3	-	Skewness of the streamwise wind component u at level 3 (17.0 m agl)
skew_v1	-	Skewness of the spanwise wind component v at level 1 (4.0 m agl)
skew_v2	-	Skewness of the spanwise wind component v at level 2 (8.7 m agl)
skew_v3	-	Skewness of the spanwise wind component v at level 3 (17.0 m agl)
skew_w1	-	Skewness of the vertical wind component w at level 1 (4.0 m agl)
skew_w2	-	Skewness of the vertical wind component w at level 2 (8.7 m agl)
skew_w3	-	Skewness of the vertical wind component w at level 3 (17.0 m agl)
skew_t1	-	Skewness of the sonic temperature at level 1 (4.0 m agl)
skew_t2	-	Skewness of the sonic temperature at level 2 (8.7 m agl)
skew_t3	-	Skewness of the sonic temperature at level 3 (17.0 m agl)
skew_spd1	-	Skewness of the vector averaged horizontal wind speed at level 1 (4.0 m agl)
skew_spd2	-	Skewness of the vector averaged horizontal wind speed at level 2 (8.7 m agl)
skew_spd3	-	Skewness of the vector averaged horizontal wind speed at level 3 (17.0 m agl)
skew_e1	-	Skewness of the turbulent kinetic energy at level 1 (4.0 m agl)
skew_e2	-	Skewness of the turbulent kinetic energy at level 2 (8.7 m agl)
skew_e3	-	Skewness of the turbulent kinetic energy at level 3 (17.0 m agl)
skew_h2o1	-	Skewness of water vapor h2o at level 1 (4.0 m agl)
skew_h2o3	-	Skewness of water vapor h2o at level 3 (17.0 m agl)
skew_co21	-	Skewness of carbon dioxide co2 at level 1 (4.0 m agl)
skew_co23	-	Skewness of carbon dioxide co2 at level 3 (17.0 m agl)
kurt_u1	-	Kurtosis of the streamwise wind component u at level 1 (4.0 m agl)
kurt_u2	-	Kurtosis of the streamwise wind component u at level 2 (8.7 m agl)
kurt_u3	-	Kurtosis of the streamwise wind component u at level 3 (17.0 m agl)
kurt_v1	-	Kurtosis of the spanwise wind component v at level 1 (4.0 m agl)
kurt_v2	-	Kurtosis of the spanwise wind component v at level 2 (8.7 m agl)
kurt_v3	-	Kurtosis of the spanwise wind component v at level 3 (17.0 m agl)
kurt_w1	-	Kurtosis of the vertical wind component w at level 1 (4.0 m agl)
kurt_w2	-	Kurtosis of the vertical wind component w at level 2 (8.7 m agl)
kurt_w3	-	Kurtosis of the vertical wind component w at level 3 (17.0 m agl)
kurt_t1	-	Kurtosis of the sonic temperature at level 1 (4.0 m agl)
kurt_t2	-	Kurtosis of the sonic temperature at level 2 (8.7 m agl)
kurt_t3	-	Kurtosis of the sonic temperature at level 3 (17.0 m agl)
kurt_spd1	-	Kurtosis of the vector averaged horizontal wind speed at level 1 (4.0 m agl)
kurt_spd2	-	Kurtosis of the vector averaged horizontal wind speed at level 2 (8.7 m agl)
kurt_spd3	-	Kurtosis of the vector averaged horizontal wind speed at level 3 (17.0 m agl)
kurt_e1	-	Kurtosis of the turbulent kinetic energy at level 1 (4.0 m agl)
kurt_e2	-	Kurtosis of the turbulent kinetic energy at level 2 (8.7 m agl)
kurt_e3	-	Kurtosis of the turbulent kinetic energy at level 3 (17.0 m agl)
kurt_h2o1	-	Kurtosis of water vapor h2o at level 1 (4.0 m agl)
kurt_h2o3	-	Kurtosis of water vapor h2o at level 3 (17.0 m agl)
kurt_co21	-	Kurtosis of carbon dioxide co2 at level 1 (4.0 m agl)
kurt_co23	-	Kurtosis of carbon dioxide co2 at level 3 (17.0 m agl)
uv1	m2 s-2	covariance of the streamwise (u) and spanwise (v) wind component at level 1 (4.0 m agl)
uv2	m2 s-2	covariance of the streamwise (u) and spanwise (v) wind component at level 2 (8.7 m agl)
uv3	m2 s-2	covariance of the streamwise (u) and spanwise (v) wind component at level 3 (17.0 m agl)
uw1	m2 s-2	covariance of the streamwise (u) and vertical (w) wind component at level 1 (4.0 m agl)
uw2	m2 s-2	covariance of the streamwise (u) and vertical (w) wind component at level 2 (8.7 m agl)
uw3	m2 s-2	covariance of the streamwise (u) and vertical (w) wind component at level 3 (17.0 m agl)
vw1	m2 s-2	covariance of the spanwise (v) and vertical (w) wind component at level 1 (4.0 m agl)
vw2	m2 s-2	covariance of the spanwise (v) and vertical (w) wind component at level 2 (8.7 m agl)
vw3	m2 s-2	covariance of the spanwise (v) and vertical (w) wind component at level 3 (17.0 m agl)
ut1	K m s-1	covariance of the streamwise (u) wind component and temperature at level 1 (4.0 m agl)
ut2	K m s-1	covariance of the streamwise (u) wind component and temperature at level 2 (8.7 m agl)
ut3	K m s-1	covariance of the streamwise (u) wind component and temperature at level 3 (17.0 m agl)
vt1	K m s-1	covariance of the spanwise (v) wind component and temperature at level 1 (4.0 m agl)
vt2	K m s-1	covariance of the spanwise (v) wind component and temperature at level 2 (8.7 m agl)
vt3	K m s-1	covariance of the spanwise (v) wind component and temperature at level 3 (17.0 m agl)
wt1	K m s-1	covariance of the vertical (w) wind component and temperature at level 1 (4.0 m agl)
wt2	K m s-1	covariance of the vertical (w) wind component and temperature at level 2 (8.7 m agl)
wt3	K m s-1	covariance of the vertical (w) wind component and temperature at level 3 (17.0 m agl)
ue1	m3 s-3	covariance of the streamwise (u) wind component and turbulent kinetic energy at level 1 (4.0 m agl)
ue2	m3 s-3	covariance of the streamwise (u) wind component and turbulent kinetic energy at level 2 (8.7 m agl)
ue3	m3 s-3	covariance of the streamwise (u) wind component and turbulent kinetic energy at level 3 (17.0 m agl)
ve1	m3 s-3	covariance of the spanwise (v) wind component and turbulent kinetic energy at level 1 (4.0 m agl)
ve2	m3 s-3	covariance of the spanwise (v) wind component and turbulent kinetic energy at level 2 (8.7 m agl)
ve3	m3 s-3	covariance of the spanwise (v) wind component and turbulent kinetic energy at level 3 (17.0 m agl)
we1	m3 s-3	covariance of the vertical (w) wind component and turbulent kinetic energy at level 1 (4.0 m agl)
we2	m3 s-3	covariance of the vertical (w) wind component and turbulent kinetic energy at level 2 (8.7 m agl)
we3	m3 s-3	covariance of the vertical (w) wind component and turbulent kinetic energy at level 3 (17.0 m agl)
uq1	g m-2 s-1	covariance of the streamwise (u) wind component and specific humidity (q) at level 1 (4.0 m agl)
uq3	g m-2 s-1	covariance of the streamwise (u) wind component and specific humidity (q) at level 3 (17.0 m agl)
vq1	g m-2 s-1	covariance of the spanwise (v) wind component and specific humidity (q) at level 1 (4.0 m agl)
vq3	g m-2 s-1	covariance of the spanwise (v) wind component and specific humidity (q) at level 3 (17.0 m agl)
wq1	g m-2 s-1	covariance of the vertical (w) wind component and specific humidity (q) at level 1 (4.0 m agl)
wq3	g m-2 s-1	covariance of the vertical (w) wind component and specific humidity (q) at level 3 (17.0 m agl)
tq1	K g m-3	covariance of temperature and specific humidity (q) at level 1 (4.0 m agl)
tq3	K g m-3	covariance of temperature and specific humidity (q) at level 3 (17.0 m agl)
uc1	mg m-2 s-1	covariance of the streamwise (u) wind component and carbon dioxide (co2) at level 1 (4.0 m agl)
uc3	mg m-2 s-1	covariance of the streamwise (u) wind component and carbon dioxide (co2) at level 3 (17.0 m agl)
vc1	mg m-2 s-1	covariance of the spanwise (v) wind component and carbon dioxide (co2) at level 1 (4.0 m agl)
vc3	mg m-2 s-1	covariance of the spanwise (v) wind component and carbon dioxide (co2) at level 3 (17.0 m agl)
wc1	mg m-2 s-1	covariance of the vertical (w) wind component and carbon dioxide (co2) at level 1 (4.0 m agl)
wc3	mg m-2 s-1	covariance of the vertical (w) wind component and carbon dioxide (co2) at level 3 (17.0 m agl)
wq_molfrac1	m s-1 mmol mol-1	covariance of the vertical (w) wind component and specific humidity (q) in mol-fraction at level 1 (4.0 m agl)
wq_molfrac3	m s-1 mmol mol-1	covariance of the vertical (w) wind component and specific humidity (q) in mol-fraction at level 3 (17.0 m agl)
wc_molfrac1	m s-1 mumol mol-1	covariance of the vertical (w) wind component and carbon dioxide (co2) in mol-fraction at level 1 (4.0 m agl)
wc_molfrac3	m s-1 mumol mol-1	covariance of the vertical (w) wind component and carbon dioxide (co2) in mol-fraction at level 3 (17.0 m agl)
uvw1	m3 s-3	3rd order moment of the streamwise (u), spanwise (v), and vertical (w) wind component at level 1 (4.0 m agl)
uvw2	m3 s-3	3rd order moment of the streamwise (u), spanwise (v), and vertical (w) wind component at level 2 (8.7 m agl)
uvw3	m3 s-3	3rd order moment of the streamwise (u), spanwise (v), and vertical (w) wind component at level 3 (17.0 m agl)
uuv1	m3 s-3	3rd order moment of the streamwise (u), streamwise (u), and spanwise (v) wind component at level 1 (4.0 m agl)
uuv2	m3 s-3	3rd order moment of the streamwise (u), streamwise (u), and spanwise (v) wind component at level 2 (8.7 m agl)
uuv3	m3 s-3	3rd order moment of the streamwise (u), streamwise (u), and spanwise (v) wind component at level 3 (17.0 m agl)
uvv1	m3 s-3	3rd order moment of the streamwise (u), spanwise (v), and spanwise (v) wind component at level 1 (4.0 m agl)
uvv2	m3 s-3	3rd order moment of the streamwise (u), spanwise (v), and spanwise (v) wind component at level 2 (8.7 m agl)
uvv3	m3 s-3	3rd order moment of the streamwise (u), spanwise (v), and spanwise (v) wind component at level 3 (17.0 m agl)
uuw1	m3 s-3	3rd order moment of the streamwise (u), streamwise (u), and vertical (w) wind component at level 1 (4.0 m agl)
uuw2	m3 s-3	3rd order moment of the streamwise (u), streamwise (u), and vertical (w) wind component at level 2 (8.7 m agl)
uuw3	m3 s-3	3rd order moment of the streamwise (u), streamwise (u), and vertical (w) wind component at level 3 (17.0 m agl)
uww1	m3 s-3	3rd order moment of the streamwise (u), vertical (w), and vertical (w) wind component at level 1 (4.0 m agl)
uww2	m3 s-3	3rd order moment of the streamwise (u), vertical (w), and vertical (w) wind component at level 2 (8.7 m agl)
uww3	m3 s-3	3rd order moment of the streamwise (u), vertical (w), and vertical (w) wind component at level 3 (17.0 m agl)
vvw1	m3 s-3	3rd order moment of the spanwise (v), spanwise (v), and vertical (w) wind component at level 1 (4.0 m agl)
vvw2	m3 s-3	3rd order moment of the spanwise (v), spanwise (v), and vertical (w) wind component at level 2 (8.7 m agl)
vvw3	m3 s-3	3rd order moment of the spanwise (v), spanwise (v), and vertical (w) wind component at level 3 (17.0 m agl)
vww1	m3 s-3	3rd order moment of the spanwise (v), vertical (w), and vertical (w) wind component at level 1 (4.0 m agl)
vww2	m3 s-3	3rd order moment of the spanwise (v), vertical (w), and vertical (w) wind component at level 2 (8.7 m agl)
vww3	m3 s-3	3rd order moment of the spanwise (v), vertical (w), and vertical (w) wind component at level 3 (17.0 m agl)
uvt1	K m2 s-2	3rd order moment of the streamwise (u), spanwise (v) wind component and temperature at level 1 (4.0 m agl)
uvt2	K m2 s-2	3rd order moment of the streamwise (u), spanwise (v) wind component and temperature at level 2 (8.7 m agl)
uvt3	K m2 s-2	3rd order moment of the streamwise (u), spanwise (v) wind component and temperature at level 3 (17.0 m agl)
uwt1	K m2 s-2	3rd order moment of the streamwise (u), vertical (w) wind component and temperature at level 1 (4.0 m agl)
uwt2	K m2 s-2	3rd order moment of the streamwise (u), vertical (w) wind component and temperature at level 2 (8.7 m agl)
uwt3	K m2 s-2	3rd order moment of the streamwise (u), vertical (w) wind component and temperature at level 3 (17.0 m agl)
vwt1	K m2 s-2	3rd order moment of the spanwise (v), vertical (w) wind component and temperature at level 1 (4.0 m agl)
vwt2	K m2 s-2	3rd order moment of the spanwise (v), vertical (w) wind component and temperature at level 2 (8.7 m agl)
vwt3	K m2 s-2	3rd order moment of the spanwise (v), vertical (w) wind component and temperature at level 3 (17.0 m agl)
utt1	K2 m s-1	3rd order moment of the streamwise (u) wind component, temperature, and temperature at level 1 (4.0 m agl)
utt2	K2 m s-1	3rd order moment of the streamwise (u) wind component, temperature, and temperature at level 2 (8.7 m agl)
utt3	K2 m s-1	3rd order moment of the streamwise (u) wind component, temperature, and temperature at level 3 (17.0 m agl)
uut1	K m2 s-2	3rd order moment of the streamwise (u), streamwise (u) wind component, and temperature at level 1 (4.0 m agl)
uut2	K m2 s-2	3rd order moment of the streamwise (u), streamwise (u) wind component, and temperature at level 2 (8.7 m agl)
uut3	K m2 s-2	3rd order moment of the streamwise (u), streamwise (u) wind component, and temperature at level 3 (17.0 m agl)
vtt1	K2 m s-1	3rd order moment of the spanwise (v) wind component, temperature, and temperature at level 1 (4.0 m agl)
vtt2	K2 m s-1	3rd order moment of the spanwise (v) wind component, temperature, and temperature at level 2 (8.7 m agl)
vtt3	K2 m s-1	3rd order moment of the spanwise (v) wind component, temperature, and temperature at level 3 (17.0 m agl)
vvt1	K m2 s-2	3rd order moment of the spanwise (v), spanwise (v) wind component, and temperature at level 1 (4.0 m agl)
vvt2	K m2 s-2	3rd order moment of the spanwise (v), spanwise (v) wind component, and temperature at level 2 (8.7 m agl)
vvt3	K m2 s-2	3rd order moment of the spanwise (v), spanwise (v) wind component, and temperature at level 3 (17.0 m agl)
wtt1	K2 m s-1	3rd order moment of the vertical (w) wind component, temperature, and temperature at level 1 (4.0 m agl)
wtt2	K2 m s-1	3rd order moment of the vertical (w) wind component, temperature, and temperature at level 2 (8.7 m agl)
wtt3	K2 m s-1	3rd order moment of the vertical (w) wind component, temperature, and temperature at level 3 (17.0 m agl)
wwt1	K m2 s-2	3rd order moment of the vertical (w), vertical (w) wind component, and temperature at level 1 (4.0 m agl)
wwt2	K m2 s-2	3rd order moment of the vertical (w), vertical (w) wind component, and temperature at level 2 (8.7 m agl)
wwt3	K m2 s-2	3rd order moment of the vertical (w), vertical (w) wind component, and temperature at level 3 (17.0 m agl)
uvq1	g m-1 s-2	3rd order moment of the streamwise (u), spanwise (v) wind component and specific humidity (q) at level 1 (4.0 m agl)
uvq3	g m-1 s-2	3rd order moment of the streamwise (u), spanwise (v) wind component and specific humidity (q) at level 3 (17.0 m agl)
uwq1	g m-1 s-2	3rd order moment of the streamwise (u), vertical (w) wind component and specific humidity (q) at level 1 (4.0 m agl)
uwq3	g m-1 s-2	3rd order moment of the streamwise (u), vertical (w) wind component and specific humidity (q) at level 3 (17.0 m agl)
vwq1	g m-1 s-2	3rd order moment of the spanwise (v), vertical (w) wind component and specific humidity (q) at level 1 (4.0 m agl)
vwq3	g m-1 s-2	3rd order moment of the spanwise (v), vertical (w) wind component and specific humidity (q) at level 3 (17.0 m agl)
uqq1	g2 m-5 s-1	3rd order moment of the streamwise (u) wind component, specific humidity (q), and specific humidity (q) at level 1 (4.0 m agl)
uqq3	g2 m-5 s-1	3rd order moment of the streamwise (u) wind component, specific humidity (q), and specific humidity (q) at level 3 (17.0 m agl)
uuq1	g m-1 s-2	3rd order moment of the streamwise (u), streamwise (u) wind component and specific humidity (q) at level 1 (4.0 m agl)
uuq3	g m-1 s-2	3rd order moment of the streamwise (u), streamwise (u) wind component and specific humidity (q) at level 3 (17.0 m agl)
vqq1	g2 m-5 s-1	3rd order moment of the spanwise (v) wind component, specific humidity (q), and specific humidity (q) at level 1 (4.0 m agl)
vqq3	g2 m-5 s-1	3rd order moment of the spanwise (v) wind component, specific humidity (q), and specific humidity (q) at level 3 (17.0 m agl)
vvq1	g m-1 s-2	3rd order moment of the spanwise (v), spanwise (v) wind component and specific humidity (q) at level 1 (4.0 m agl)
vvq3	g m-1 s-2	3rd order moment of the spanwise (v), spanwise (v) wind component and specific humidity (q) at level 3 (17.0 m agl)
wqq1	g2 m-5 s-1	3rd order moment of the vertical (w) wind component, specific humidity (q), and specific humidity (q) at level 1 (4.0 m agl)
wqq3	g2 m-5 s-1	3rd order moment of the vertical (w) wind component, specific humidity (q), and specific humidity (q) at level 3 (17.0 m agl)
wwq1	g m-1 s-2	3rd order moment of the vertical (w), vertical (w) wind component and specific humidity (q) at level 1 (4.0 m agl)
wwq3	g m-1 s-2	3rd order moment of the vertical (w), vertical (w) wind component and specific humidity (q) at level 3 (17.0 m agl)
uvc1	mg m-1 s-2	3rd order moment of the streamwise (u), spanwise (v) wind component and carbon dioxide (co2) at level 1 (4.0 m agl)
uvc3	mg m-1 s-2	3rd order moment of the streamwise (u), spanwise (v) wind component and carbon dioxide (co2) at level 3 (17.0 m agl)
uwc1	mg m-1 s-2	3rd order moment of the streamwise (u), vertical (w) wind component and carbon dioxide (co2) at level 1 (4.0 m agl)
uwc3	mg m-1 s-2	3rd order moment of the streamwise (u), vertical (w) wind component and carbon dioxide (co2) at level 3 (17.0 m agl)
vwc1	mg m-1 s-2	3rd order moment of the spanwise (v), vertical (w) wind component and carbon dioxide (co2) at level 1 (4.0 m agl)
vwc3	mg m-1 s-2	3rd order moment of the spanwise (v), vertical (w) wind component and carbon dioxide (co2) at level 3 (17.0 m agl)
ucc1	mg2 m-5 s-1	3rd order moment of the streamwise (u) wind component, carbon dioxide (co2), and carbon dioxide (co2) at level 1 (4.0 m agl)
ucc3	mg2 m-5 s-1	3rd order moment of the streamwise (u) wind component, carbon dioxide (co2), and carbon dioxide (co2) at level 3 (17.0 m agl)
uuc1	mg m-1 s-2	3rd order moment of the streamwise (u), streamwise (u) wind component and carbon dioxide (co2) at level 1 (4.0 m agl)
uuc3	mg m-1 s-2	3rd order moment of the streamwise (u), streamwise (u) wind component and carbon dioxide (co2) at level 3 (17.0 m agl)
vcc1	mg2 m-5 s-1	3rd order moment of the spanwise (v) wind component, carbon dioxide (co2), and carbon dioxide (co2) at level 1 (4.0 m agl)
vcc3	mg2 m-5 s-1	3rd order moment of the spanwise (v) wind component, carbon dioxide (co2), and carbon dioxide (co2) at level 3 (17.0 m agl)
vvc1	mg m-1 s-2	3rd order moment of the spanwise (v), spanwise (v) wind component and carbon dioxide (co2) at level 1 (4.0 m agl)
vvc3	mg m-1 s-2	3rd order moment of the spanwise (v), spanwise (v) wind component and carbon dioxide (co2) at level 3 (17.0 m agl)
wcc1	mg2 m-5 s-1	3rd order moment of the vertical (w) wind component, carbon dioxide (co2), and carbon dioxide (co2) at level 1 (4.0 m agl)
wcc3	mg2 m-5 s-1	3rd order moment of the vertical (w) wind component, carbon dioxide (co2), and carbon dioxide (co2) at level 3 (17.0 m agl)
wwc1	mg m-1 s-2	3rd order moment of the vertical (w), vertical (w) wind component and carbon dioxide (co2) at level 1 (4.0 m agl)
wwc3	mg m-1 s-2	3rd order moment of the vertical (w), vertical (w) wind component and carbon dioxide (co2) at level 3 (17.0 m agl)
lf_p1	Pa	Low-frequency pressure adjusted to measurement height at level 1 (4.0 m agl)
lf_p2	Pa	Low-frequency pressure adjusted to measurement height at level 2 (8.7 m agl)
lf_p3	Pa	Low-frequency pressure adjusted to measurement height at level 3 (17.0 m agl)
lf_t1	K	Low-frequency temperature adjusted to measurement height at level 1 (4.0 m agl)
lf_t2	K	Low-frequency temperature adjusted to measurement height at level 2 (8.7 m agl)
lf_t3	K	Low-frequency temperature adjusted to measurement height at level 3 (17.0 m agl)
lf_q1	kg kg-1	Low-frequency specific humidity adjusted to measurement height at level 1 (4.0 m agl)
lf_q2	kg kg-1	Low-frequency specific humidity adjusted to measurement height at level 2 (8.7 m agl)
lf_q3	kg kg-1	Low-frequency specific humidity adjusted to measurement height at level 3 (17.0 m agl)
rho1	kg m-3	Low-frequency air density adjusted to measurement height at level 1 (4.0 m agl)
rho2	kg m-3	Low-frequency air density adjusted to measurement height at level 2 (8.7 m agl)
rho3	kg m-3	Low-frequency air density adjusted to measurement height at level 3 (17.0 m agl)
cp1	J kg-1 K-1	Low-frequency specific heat of moist air from specific humidity at level 1 (4.0 m agl)
cp2	J kg-1 K-1	Low-frequency specific heat of moist air from specific humidity at level 2 (8.7 m agl)
cp3	J kg-1 K-1	Low-frequency specific heat of moist air from specific humidity at level 3 (17.0 m agl)
lv1	J kg-1	Low-frequency enthalpy of vaporization adjusted to measurement height at level 1 (4.0 m agl)
lv3	J kg-1	Low-frequency enthalpy of vaporization adjusted to measurement height at level 3 (17.0 m agl)
swout	W m-2	Averaged outgoing shortwave radiation away from the surface (approx. 2.0 m agl)
swin	W m-2	Averaged incoming shortwave radiation towards the surface (approx. 2.0 m agl)
lwout	W m-2	Averaged outgoing longwave radiation away from the surface (approx. 2.0 m agl)
lwin	W m-2	Averaged incoming longwave radiation towards the surface (approx. 2.0 m agl)
zd	m	zero-plane displacement height
ust1	m s-1	friction velocity at level 1 (4.0 m agl); detrending and corrections applied
ust2	m s-1	friction velocity at level 2 (8.7 m agl); detrending and corrections applied
ust3	m s-1	friction velocity at level 3 (17.0 m agl); detrending and corrections applied
zol1	-	dimensionless length parameter (z over L) with z being the height above ground and L being the Monin-Obukhov length at level 1 (4.0 m agl); detrending and corrections applied
zol2	-	dimensionless length parameter (z over L) with z being the height above ground and L being the Monin-Obukhov length at level 2 (8.7 m agl); detrending and corrections applied
zol3	-	dimensionless length parameter (z over L) with z being the height above ground and L being the Monin-Obukhov length at level 3 (17.0 m agl); detrending and corrections applied
fc1_frc_var_t1	-	frequency response correction factor for first correction for the variance of the temperature at level 1 (4.0 m agl)
fc1_frc_var_w1	-	frequency response correction factor for first correction for the variance of the vertical (w) wind component at level 1 (4.0 m agl)
fc1_frc_var_u1	-	frequency response correction factor for first correction for the variance of the streamwise (u) wind component at level 1 (4.0 m agl)
fc1_frc_var_v1	-	frequency response correction factor for first correction for the variance of the spanwise (v) wind component at level 1 (4.0 m agl)
fc1_frc_wt1	-	frequency response correction factor for first correction for the covariance of the vertical (w) wind component and temperature at level 1 (4.0 m agl)
fc1_frc_ut1	-	frequency response correction factor for first correction for the covariance of the streamwise (u) wind component and temperature at level 1 (4.0 m agl)
fc1_frc_vt1	-	frequency response correction factor for first correction for the covariance of the spanwise (v) wind component and temperature at level 1 (4.0 m agl)
fc1_frc_uw1	-	frequency response correction factor for first correction for the covariance of the streamwise (u) and vertical (w) wind component at level 1 (4.0 m agl)
fc1_frc_vw1	-	frequency response correction factor for first correction for the covariance of the spanwise (v) and vertical (w) wind component at level 1 (4.0 m agl)
fc1_frc_var_h2o1	-	frequency response correction factor for first correction for the variance of the water vapor (h2o) at level 1 (4.0 m agl)
fc1_frc_wq1	-	frequency response correction factor for first correction for the covariance of the vertical (w) wind component and specific humidity (q) at level 1 (4.0 m agl)
fc1_frc_uq1	-	frequency response correction factor for first correction for the covariance of the streamwise (u) wind component and specific humidity (q) at level 1 (4.0 m agl)
fc1_frc_vq1	-	frequency response correction factor for first correction for the covariance of the spanwise (v) wind component and specific humidity (q) at level 1 (4.0 m agl)
fc1_frc_var_co21	-	frequency response correction factor for first correction for the variance of the carbon dioxide (co2) at level 1 (4.0 m agl)
fc1_frc_wc1	-	frequency response correction factor for first correction for the covariance of the vertical (w) wind component and carbon dioxide (co2) at level 1 (4.0 m agl)
fc1_frc_uc1	-	frequency response correction factor for first correction for the covariance of the streamwise (u) wind component and carbon dioxide (co2) at level 1 (4.0 m agl)
fc1_frc_vc1	-	frequency response correction factor for first correction for the covariance of the spanwise (v) wind component and carbon dioxide (co2) at level 1 (4.0 m agl)
fc1_frc_var_t2	-	frequency response correction factor for first correction for the variance of the temperature at level 2 (8.7 m agl)
fc1_frc_var_w2	-	frequency response correction factor for first correction for the variance of the vertical (w) wind component at level 2 (8.7 m agl)
fc1_frc_var_u2	-	frequency response correction factor for first correction for the variance of the streamwise (u) wind component at level 2 (8.7 m agl)
fc1_frc_var_v2	-	frequency response correction factor for first correction for the variance of the spanwise (v) wind component at level 2 (8.7 m agl)
fc1_frc_wt2	-	frequency response correction factor for first correction for the covariance of the vertical (w) wind component and temperature at level 2 (8.7 m agl)
fc1_frc_ut2	-	frequency response correction factor for first correction for the covariance of the streamwise (u) wind component and temperature at level 2 (8.7 m agl)
fc1_frc_vt2	-	frequency response correction factor for first correction for the covariance of the spanwise (v) wind component and temperature at level 2 (8.7 m agl)
fc1_frc_uw2	-	frequency response correction factor for first correction for the covariance of the streamwise (u) and vertical (w) wind component at level 2 (8.7 m agl)
fc1_frc_vw2	-	frequency response correction factor for first correction for the covariance of the spanwise (v) and vertical (w) wind component at level 2 (8.7 m agl)
fc1_frc_var_t3	-	frequency response correction factor for first correction for the variance of the temperature at level 3 (17.0 m agl)
fc1_frc_var_w3	-	frequency response correction factor for first correction for the variance of the vertical (w) wind component at level 3 (17.0 m agl)
fc1_frc_var_u3	-	frequency response correction factor for first correction for the variance of the streamwise (u) wind component at level 3 (17.0 m agl)
fc1_frc_var_v3	-	frequency response correction factor for first correction for the variance of the spanwise (v) wind component at level 3 (17.0 m agl)
fc1_frc_wt3	-	frequency response correction factor for first correction for the covariance of the vertical (w) wind component and temperature at level 3 (17.0 m agl)
fc1_frc_ut3	-	frequency response correction factor for first correction for the covariance of the streamwise (u) wind component and temperature at level 3 (17.0 m agl)
fc1_frc_vt3	-	frequency response correction factor for first correction for the covariance of the spanwise (v) wind component and temperature at level 3 (17.0 m agl)
fc1_frc_uw3	-	frequency response correction factor for first correction for the covariance of the streamwise (u) and vertical (w) wind component at level 3 (17.0 m agl)
fc1_frc_vw3	-	frequency response correction factor for first correction for the covariance of the spanwise (v) and vertical (w) wind component at level 3 (17.0 m agl)
fc1_frc_var_h2o3	-	frequency response correction factor for first correction for the variance of the water vapor (h2o) at level 3 (17.0 m agl)
fc1_frc_wq3	-	frequency response correction factor for first correction for the covariance of the vertical (w) wind component and specific humidity (q) at level 3 (17.0 m agl)
fc1_frc_uq3	-	frequency response correction factor for first correction for the covariance of the streamwise (u) wind component and specific humidity (q) at level 3 (17.0 m agl)
fc1_frc_vq3	-	frequency response correction factor for first correction for the covariance of the spanwise (v) wind component and specific humidity (q) at level 3 (17.0 m agl)
fc1_frc_var_co23	-	frequency response correction factor for first correction for the variance of the carbon dioxide (co2) at level 3 (17.0 m agl)
fc1_frc_wc3	-	frequency response correction factor for first correction for the covariance of the vertical (w) wind component and carbon dioxide (co2) at level 3 (17.0 m agl)
fc1_frc_uc3	-	frequency response correction factor for first correction for the covariance of the streamwise (u) wind component and carbon dioxide (co2) at level 3 (17.0 m agl)
fc1_frc_vc3	-	frequency response correction factor for first correction for the covariance of the spanwise (v) wind component and carbon dioxide (co2) at level 3 (17.0 m agl)
fc1_snd_wt1	K m s-1	Sonic heat flux (snd) correction for first correction for the covariance of the vertical (w) wind component and temperature at level 1 (4.0 m agl)
fc1_snd_wt2	K m s-1	Sonic heat flux (snd) correction for first correction for the covariance of the vertical (w) wind component and temperature at level 2 (8.7 m agl)
fc1_snd_wt3	K m s-1	Sonic heat flux (snd) correction for first correction for the covariance of the vertical (w) wind component and temperature at level 3 (17.0 m agl)
fc1_snd_var_t1	K2	Sonic heat flux (snd) correction for first correction for the variance of temperature at level 1 (4.0 m agl)
fc1_snd_var_t2	K2	Sonic heat flux (snd) correction for first correction for the variance of temperature at level 2 (8.7 m agl)
fc1_snd_var_t3	K2	Sonic heat flux (snd) correction for first correction for the variance of temperature at level 3 (17.0 m agl)
fc1_wpl_wq1	g m-2 s-1	WPL correction for first correction for the covariance of the vertical (w) wind component and specific humidity (q) at level 1 (4.0 m agl)
fc1_wpl_wq3	g m-2 s-1	WPL correction for first correction for the covariance of the vertical (w) wind component and specific humidity (q) at level 3 (17.0 m agl)
fc1_wpl_wc1	mg m-2 s-1	WPL correction for first correction for the covariance of the vertical (w) wind component and carbon dioxide (co2) at level 1 (4.0 m agl)
fc1_wpl_wc3	mg m-2 s-1	WPL correction for first correction for the covariance of the vertical (w) wind component and carbon dioxide (co2) at level 3 (17.0 m agl)
fc1_oxy_wq1	-	first oxygen correction factor for the covariance of the vertical (w) wind component and specific humidity (q) at level 1 (4.0 m agl)
fc1_oxy_wq3	-	first oxygen correction factor for the covariance of the vertical (w) wind component and specific humidity (q) at level 3 (17.0 m agl)
fc2_oxy_wq1	-	second oxygen correction factor for the covariance of the vertical (w) wind component and specific humidity (q) at level 1 (4.0 m agl)
fc2_oxy_wq3	-	second oxygen correction factor for the covariance of the vertical (w) wind component and specific humidity (q) at level 3 (17.0 m agl)
fc2_frc_var_t1	-	frequency response correction factor for second correction for the variance of the temperature at level 1 (4.0 m agl)
fc2_frc_var_w1	-	frequency response correction factor for second correction for the variance of the vertical (w) wind component at level 1 (4.0 m agl)
fc2_frc_var_u1	-	frequency response correction factor for second correction for the variance of the streamwise (u) wind component at level 1 (4.0 m agl)
fc2_frc_var_v1	-	frequency response correction factor for second correction for the variance of the spanwise (v) wind component at level 1 (4.0 m agl)
fc2_frc_wt1	-	frequency response correction factor for second correction for the covariance of the vertical (w) wind component and temperature at level 1 (4.0 m agl)
fc2_frc_ut1	-	frequency response correction factor for second correction for the covariance of the streamwise (u) wind component and temperature at level 1 (4.0 m agl)
fc2_frc_vt1	-	frequency response correction factor for second correction for the covariance of the spanwise (v) wind component and temperature at level 1 (4.0 m agl)
fc2_frc_uw1	-	frequency response correction factor for second correction for the covariance of the streamwise (u) and vertical (w) wind component at level 1 (4.0 m agl)
fc2_frc_vw1	-	frequency response correction factor for second correction for the covariance of the spanwise (v) and vertical (w) wind component at level 1 (4.0 m agl)
fc2_frc_var_h2o1	-	frequency response correction factor for second correction for the variance of the water vapor (h2o) at level 1 (4.0 m agl)
fc2_frc_wq1	-	frequency response correction factor for second correction for the covariance of the vertical (w) wind component and specific humidity (q) at level 1 (4.0 m agl)
fc2_frc_uq1	-	frequency response correction factor for second correction for the covariance of the streamwise (u) wind component and specific humidity (q) at level 1 (4.0 m agl)
fc2_frc_vq1	-	frequency response correction factor for second correction for the covariance of the spanwise (v) wind component and specific humidity (q) at level 1 (4.0 m agl)
fc2_frc_var_co21	-	frequency response correction factor for second correction for the variance of the carbon dioxide (co2) at level 1 (4.0 m agl)
fc2_frc_wc1	-	frequency response correction factor for second correction for the covariance of the vertical (w) wind component and carbon dioxide (co2) at level 1 (4.0 m agl)
fc2_frc_uc1	-	frequency response correction factor for second correction for the covariance of the streamwise (u) wind component and carbon dioxide (co2) at level 1 (4.0 m agl)
fc2_frc_vc1	-	frequency response correction factor for second correction for the covariance of the spanwise (v) wind component and carbon dioxide (co2) at level 1 (4.0 m agl)
fc2_frc_var_t2	-	frequency response correction factor for second correction for the variance of the temperature at level 2 (8.7 m agl)
fc2_frc_var_w2	-	frequency response correction factor for second correction for the variance of the vertical (w) wind component at level 2 (8.7 m agl)
fc2_frc_var_u2	-	frequency response correction factor for second correction for the variance of the streamwise (u) wind component at level 2 (8.7 m agl)
fc2_frc_var_v2	-	frequency response correction factor for second correction for the variance of the spanwise (v) wind component at level 2 (8.7 m agl)
fc2_frc_wt2	-	frequency response correction factor for second correction for the covariance of the vertical (w) wind component and temperature at level 2 (8.7 m agl)
fc2_frc_ut2	-	frequency response correction factor for second correction for the covariance of the streamwise (u) wind component and temperature at level 2 (8.7 m agl)
fc2_frc_vt2	-	frequency response correction factor for second correction for the covariance of the spanwise (v) wind component and temperature at level 2 (8.7 m agl)
fc2_frc_uw2	-	frequency response correction factor for second correction for the covariance of the streamwise (u) and vertical (w) wind component at level 2 (8.7 m agl)
fc2_frc_vw2	-	frequency response correction factor for second correction for the covariance of the spanwise (v) and vertical (w) wind component at level 2 (8.7 m agl)
fc2_frc_var_t3	-	frequency response correction factor for second correction for the variance of the temperature at level 3 (17.0 m agl)
fc2_frc_var_w3	-	frequency response correction factor for second correction for the variance of the vertical (w) wind component at level 3 (17.0 m agl)
fc2_frc_var_u3	-	frequency response correction factor for second correction for the variance of the streamwise (u) wind component at level 3 (17.0 m agl)
fc2_frc_var_v3	-	frequency response correction factor for second correction for the variance of the spanwise (v) wind component at level 3 (17.0 m agl)
fc2_frc_wt3	-	frequency response correction factor for second correction for the covariance of the vertical (w) wind component and temperature at level 3 (17.0 m agl)
fc2_frc_ut3	-	frequency response correction factor for second correction for the covariance of the streamwise (u) wind component and temperature at level 3 (17.0 m agl)
fc2_frc_vt3	-	frequency response correction factor for second correction for the covariance of the spanwise (v) wind component and temperature at level 3 (17.0 m agl)
fc2_frc_uw3	-	frequency response correction factor for second correction for the covariance of the streamwise (u) and vertical (w) wind component at level 3 (17.0 m agl)
fc2_frc_vw3	-	frequency response correction factor for second correction for the covariance of the spanwise (v) and vertical (w) wind component at level 3 (17.0 m agl)
fc2_frc_var_h2o3	-	frequency response correction factor for second correction for the variance of the water vapor (h2o) at level 3 (17.0 m agl)
fc2_frc_wq3	-	frequency response correction factor for second correction for the covariance of the vertical (w) wind component and specific humidity (q) at level 3 (17.0 m agl)
fc2_frc_uq3	-	frequency response correction factor for second correction for the covariance of the streamwise (u) wind component and specific humidity (q) at level 3 (17.0 m agl)
fc2_frc_vq3	-	frequency response correction factor for second correction for the covariance of the spanwise (v) wind component and specific humidity (q) at level 3 (17.0 m agl)
fc2_frc_var_co23	-	frequency response correction factor for second correction for the variance of the carbon dioxide (co2) at level 3 (17.0 m agl)
fc2_frc_wc3	-	frequency response correction factor for second correction for the covariance of the vertical (w) wind component and carbon dioxide (co2) at level 3 (17.0 m agl)
fc2_frc_uc3	-	frequency response correction factor for second correction for the covariance of the streamwise (u) wind component and carbon dioxide (co2) at level 3 (17.0 m agl)
fc2_frc_vc3	-	frequency response correction factor for second correction for the covariance of the spanwise (v) wind component and carbon dioxide (co2) at level 3 (17.0 m agl)
fc2_snd_wt1	K m s-1	Sonic heat flux (snd) correction for second correction for the covariance of the vertical (w) wind component and temperature at level 1 (4.0 m agl)
fc2_snd_wt2	K m s-1	Sonic heat flux (snd) correction for second correction for the covariance of the vertical (w) wind component and temperature at level 2 (8.7 m agl)
fc2_snd_wt3	K m s-1	Sonic heat flux (snd) correction for second correction for the covariance of the vertical (w) wind component and temperature at level 3 (17.0 m agl)
fc2_snd_var_t1	K2	Sonic heat flux (snd) correction for second correction for the variance of temperature at level 1 (4.0 m agl)
fc2_snd_var_t2	K2	Sonic heat flux (snd) correction for second correction for the variance of temperature at level 2 (8.7 m agl)
fc2_snd_var_t3	K2	Sonic heat flux (snd) correction for second correction for the variance of temperature at level 3 (17.0 m agl)
fc2_wpl_wq1	g m-2 s-1	WPL correction for second correction for the covariance of the vertical (w) wind component and specific humidity (q) at level 1 (4.0 m agl)
fc2_wpl_wq3	g m-2 s-1	WPL correction for second correction for the covariance of the vertical (w) wind component and specific humidity (q) at level 3 (17.0 m agl)
fc2_wpl_wc1	mg m-2 s-1	WPL correction for second correction for the covariance of the vertical (w) wind component and carbon dioxide (co2) at level 1 (4.0 m agl)
fc2_wpl_wc3	mg m-2 s-1	WPL correction for second correction for the covariance of the vertical (w) wind component and carbon dioxide (co2) at level 3 (17.0 m agl)
var_u1_fc	m2 s-2	variance of the streamwise (u) wind component after flux correction at level 1 (4.0 m agl)
var_u2_fc	m2 s-2	variance of the streamwise (u) wind component after flux correction at level 2 (8.7 m agl)
var_u3_fc	m2 s-2	variance of the streamwise (u) wind component after flux correction at level 3 (17.0 m agl)
var_v1_fc	m2 s-2	variance of the spanwise (v) wind component after flux correction at level 1 (4.0 m agl)
var_v2_fc	m2 s-2	variance of the spanwise (v) wind component after flux correction at level 2 (8.7 m agl)
var_v3_fc	m2 s-2	variance of the spanwise (v) wind component after flux correction at level 3 (17.0 m agl)
var_w1_fc	m2 s-2	variance of the vertical (w) wind component after flux correction at level 1 (4.0 m agl)
var_w2_fc	m2 s-2	variance of the vertical (w) wind component after flux correction at level 2 (8.7 m agl)
var_w3_fc	m2 s-2	variance of the vertical (w) wind component after flux correction at level 3 (17.0 m agl)
var_t1_fc	K2	variance of the temperature after flux correction at level 1 (4.0 m agl)
var_t2_fc	K2	variance of the temperature after flux correction at level 2 (8.7 m agl)
var_t3_fc	K2	variance of the temperature after flux correction at level 3 (17.0 m agl)
var_h2o1_fc	g2 m-6	variance of the water vapor (h2o) after flux correction at level 1 (4.0 m agl)
var_h2o3_fc	g2 m-6	variance of the water vapor (h2o) after flux correction at level 3 (17.0 m agl)
var_co21_fc	mg2 m-6	variance of the carbon dioxide (co2) after flux correction at level 1 (4.0 m agl)
var_co23_fc	mg2 m-6	variance of the carbon dioxide (co2) after flux correction at level 3 (17.0 m agl)
ut1_fc	K m s-1	covariance of the streamwise (u) wind component and temperature after flux correction at level 1 (4.0 m agl)
ut2_fc	K m s-1	covariance of the streamwise (u) wind component and temperature after flux correction at level 2 (8.7 m agl)
ut3_fc	K m s-1	covariance of the streamwise (u) wind component and temperature after flux correction at level 3 (17.0 m agl)
vt1_fc	K m s-1	covariance of the spanwise (v) wind component and temperature after flux correction at level 1 (4.0 m agl)
vt2_fc	K m s-1	covariance of the spanwise (v) wind component and temperature after flux correction at level 2 (8.7 m agl)
vt3_fc	K m s-1	covariance of the spanwise (v) wind component and temperature after flux correction at level 3 (17.0 m agl)
wt1_fc	K m s-1	covariance of the vertical (w) wind component and temperature after flux correction at level 1 (4.0 m agl)
wt2_fc	K m s-1	covariance of the vertical (w) wind component and temperature after flux correction at level 2 (8.7 m agl)
wt3_fc	K m s-1	covariance of the vertical (w) wind component and temperature after flux correction at level 3 (17.0 m agl)
uq1_fc	g m-2 s-1	covariance of the streamwise (u) wind component and specific humidity (q) after flux correction at level 1 (4.0 m agl)
uq3_fc	g m-2 s-1	covariance of the streamwise (u) wind component and specific humidity (q) after flux correction at level 3 (17.0 m agl)
vq1_fc	g m-2 s-1	covariance of the spanwise (v) wind component and specific humidity (q) after flux correction at level 1 (4.0 m agl)
vq3_fc	g m-2 s-1	covariance of the spanwise (v) wind component and specific humidity (q) after flux correction at level 3 (17.0 m agl)
wq1_fc	g m-2 s-1	covariance of the vertical (w) wind component and specific humidity (q) after flux correction at level 1 (4.0 m agl)
wq3_fc	g m-2 s-1	covariance of the vertical (w) wind component and specific humidity (q) after flux correction at level 3 (17.0 m agl)
uc1_fc	mg m-2 s-1	covariance of the streamwise (u) wind component and carbon dioxide (co2) after flux correction at level 1 (4.0 m agl)
uc3_fc	mg m-2 s-1	covariance of the streamwise (u) wind component and carbon dioxide (co2) after flux correction at level 3 (17.0 m agl)
vc1_fc	mg m-2 s-1	covariance of the spanwise (v) wind component and carbon dioxide (co2) after flux correction at level 1 (4.0 m agl)
vc3_fc	mg m-2 s-1	covariance of the spanwise (v) wind component and carbon dioxide (co2) after flux correction at level 3 (17.0 m agl)
wc1_fc	mg m-2 s-1	covariance of the vertical (w) wind component and carbon dioxide (co2) after flux correction at level 1 (4.0 m agl)
wc3_fc	mg m-2 s-1	covariance of the vertical (w) wind component and carbon dioxide (co2) after flux correction at level 3 (17.0 m agl)
uw1_fc	m2 s-2	covariance of the streamwise (u) and vertical (w) wind component after flux correction at level 1 (4.0 m agl)
uw2_fc	m2 s-2	covariance of the streamwise (u) and vertical (w) wind component after flux correction at level 2 (8.7 m agl)
uw3_fc	m2 s-2	covariance of the streamwise (u) and vertical (w) wind component after flux correction at level 3 (17.0 m agl)
vw1_fc	m2 s-2	covariance of the spanwise (v) and vertical (w) wind component after flux correction at level 1 (4.0 m agl)
vw2_fc	m2 s-2	covariance of the spanwise (v) and vertical (w) wind component after flux correction at level 2 (8.7 m agl)
vw3_fc	m2 s-2	covariance of the spanwise (v) and vertical (w) wind component after flux correction at level 3 (17.0 m agl)
ust1_fc	m s-1	friction velocity after flux correction at level 1 (4.0 m agl)
ust2_fc	m s-1	friction velocity after flux correction at level 2 (8.7 m agl)
ust3_fc	m s-1	friction velocity after flux correction at level 3 (17.0 m agl)
zol1_fc	-	dimensionless length parameter (z over L) with z being the height above ground and L being the Monin-Obukhov length after flux correction at level 1 (4.0 m agl)
zol2_fc	-	dimensionless length parameter (z over L) with z being the height above ground and L being the Monin-Obukhov length after flux correction at level 2 (8.7 m agl)
zol3_fc	-	dimensionless length parameter (z over L) with z being the height above ground and L being the Monin-Obukhov length after flux correction at level 3 (17.0 m agl)
wq_molfrac1_fc	m s-1 mmol mol-1	covariance of the vertical (w) wind component and specific humidity (q) in mol-fraction after flux correction at level 1 (4.0 m agl)
wq_molfrac3_fc	m s-1 mmol mol-1	covariance of the vertical (w) wind component and specific humidity (q) in mol-fraction after flux correction at level 3 (17.0 m agl)
wc_molfrac1_fc	m s-1 mumol mol-1	covariance of the vertical (w) wind component and carbon dioxide (co2) in mol-fraction after flux correction at level 1 (4.0 m agl)
wc_molfrac3_fc	m s-1 mumol mol-1	covariance of the vertical (w) wind component and carbon dioxide (co2) in mol-fraction after flux correction at level 3 (17.0 m agl)
sh1	W m-2	sensibe heat flux from wt1_fc (i.e. detrending, double rotation, and corrections applied), rho, and cp at level 1 (4.0 m agl)
sh2	W m-2	sensibe heat flux from wt2_fc (i.e. detrending, double rotation, and corrections applied), rho, and cp at level 2 (8.7 m agl)
sh3	W m-2	sensibe heat flux from wt3_fc (i.e. detrending, double rotation, and corrections applied), rho, and cp at level 3 (17.0 m agl)
le1	W m-2	laten heat flux from wq1_fc (i.e. detrending, double rotation, and corrections applied) and lv at level 1 (4.0 m agl)
le3	W m-2	laten heat flux from wq2_fc (i.e. detrending, double rotation, and corrections applied) and lv at level 3 (17.0 m agl)
le_molfrac1	W m-2	laten heat flux from wq_molfrac1_fc (i.e. detrending, double rotation, and corrections applied) and lv at level 1 (4.0 m agl)
le_molfrac3	W m-2	laten heat flux from wq_molfrac3_fc (i.e. detrending, double rotation, and corrections applied) and lv at level 3 (17.0 m agl)
stat_fw96_var_u1	%	Stationarity test after Foken and Wichura (1997) for the variance of the streamwise wind component u at level 1 (4.0 m agl)
stat_fw96_var_u2	%	Stationarity test after Foken and Wichura (1997) for the variance of the streamwise wind component u at level 2 (8.7 m agl)
stat_fw96_var_u3	%	Stationarity test after Foken and Wichura (1997) for the variance of the streamwise wind component u at level 3 (17.0 m agl)
stat_fw96_var_v1	%	Stationarity test after Foken and Wichura (1997) for the variance of the spanwise wind component v at level 1 (4.0 m agl)
stat_fw96_var_v2	%	Stationarity test after Foken and Wichura (1997) for the variance of the spanwise wind component v at level 2 (8.7 m agl)
stat_fw96_var_v3	%	Stationarity test after Foken and Wichura (1997) for the variance of the spanwise wind component v at level 3 (17.0 m agl)
stat_fw96_var_w1	%	Stationarity test after Foken and Wichura (1997) for the variance of the vertical wind component w at level 1 (4.0 m agl)
stat_fw96_var_w2	%	Stationarity test after Foken and Wichura (1997) for the variance of the vertical wind component w at level 2 (8.7 m agl)
stat_fw96_var_w3	%	Stationarity test after Foken and Wichura (1997) for the variance of the vertical wind component w at level 3 (17.0 m agl)
stat_fw96_var_t1	%	Stationarity test after Foken and Wichura (1997) for the variance of the sonic temperature at level 1 (4.0 m agl)
stat_fw96_var_t2	%	Stationarity test after Foken and Wichura (1997) for the variance of the sonic temperature at level 2 (8.7 m agl)
stat_fw96_var_t3	%	Stationarity test after Foken and Wichura (1997) for the variance of the sonic temperature at level 3 (17.0 m agl)
stat_fw96_var_h2o1	%	Stationarity test after Foken and Wichura (1997) for the variance of water vapor h2o at level 1 (4.0 m agl)
stat_fw96_var_h2o3	%	Stationarity test after Foken and Wichura (1997) for the variance of water vapor h2o at level 3 (17.0 m agl)
stat_fw96_var_co21	%	Stationarity test after Foken and Wichura (1997) for the variance of carbon dioxide co2 at level 1 (4.0 m agl)
stat_fw96_var_co23	%	Stationarity test after Foken and Wichura (1997) for the variance of carbon dioxide co2 at level 3 (17.0 m agl)
stat_fw96_uv1	%	Stationarity test after Foken and Wichura (1997) for the covariance of the streamwise (u) and spanwise (v) wind component at level 1 (4.0 m agl)
stat_fw96_uv2	%	Stationarity test after Foken and Wichura (1997) for the covariance of the streamwise (u) and spanwise (v) wind component at level 2 (8.7 m agl)
stat_fw96_uv3	%	Stationarity test after Foken and Wichura (1997) for the covariance of the streamwise (u) and spanwise (v) wind component at level 3 (17.0 m agl)
stat_fw96_uw1	%	Stationarity test after Foken and Wichura (1997) for the covariance of the streamwise (u) and vertical (w) wind component at level 1 (4.0 m agl)
stat_fw96_uw2	%	Stationarity test after Foken and Wichura (1997) for the covariance of the streamwise (u) and vertical (w) wind component at level 2 (8.7 m agl)
stat_fw96_uw3	%	Stationarity test after Foken and Wichura (1997) for the covariance of the streamwise (u) and vertical (w) wind component at level 3 (17.0 m agl)
stat_fw96_vw1	%	Stationarity test after Foken and Wichura (1997) for the covariance of the spanwise (v) and vertical (w) wind component at level 1 (4.0 m agl)
stat_fw96_vw2	%	Stationarity test after Foken and Wichura (1997) for the covariance of the spanwise (v) and vertical (w) wind component at level 2 (8.7 m agl)
stat_fw96_vw3	%	Stationarity test after Foken and Wichura (1997) for the covariance of the spanwise (v) and vertical (w) wind component at level 3 (17.0 m agl)
stat_fw96_ut1	%	Stationarity test after Foken and Wichura (1997) for the covariance of the streamwise (u) wind component and temperature at level 1 (4.0 m agl)
stat_fw96_ut2	%	Stationarity test after Foken and Wichura (1997) for the covariance of the streamwise (u) wind component and temperature at level 2 (8.7 m agl)
stat_fw96_ut3	%	Stationarity test after Foken and Wichura (1997) for the covariance of the streamwise (u) wind component and temperature at level 3 (17.0 m agl)
stat_fw96_vt1	%	Stationarity test after Foken and Wichura (1997) for the covariance of the spanwise (v) wind component and temperature at level 1 (4.0 m agl)
stat_fw96_vt2	%	Stationarity test after Foken and Wichura (1997) for the covariance of the spanwise (v) wind component and temperature at level 2 (8.7 m agl)
stat_fw96_vt3	%	Stationarity test after Foken and Wichura (1997) for the covariance of the spanwise (v) wind component and temperature at level 3 (17.0 m agl)
stat_fw96_wt1	%	Stationarity test after Foken and Wichura (1997) for the covariance of the vertical (w) wind component and temperature at level 1 (4.0 m agl)
stat_fw96_wt2	%	Stationarity test after Foken and Wichura (1997) for the covariance of the vertical (w) wind component and temperature at level 2 (8.7 m agl)
stat_fw96_wt3	%	Stationarity test after Foken and Wichura (1997) for the covariance of the vertical (w) wind component and temperature at level 3 (17.0 m agl)
stat_fw96_uq1	%	Stationarity test after Foken and Wichura (1997) for the covariance of the streamwise (u) wind component and specific humidity (q) at level 1 (4.0 m agl)
stat_fw96_uq3	%	Stationarity test after Foken and Wichura (1997) for the covariance of the streamwise (u) wind component and specific humidity (q) at level 3 (17.0 m agl)
stat_fw96_vq1	%	Stationarity test after Foken and Wichura (1997) for the covariance of the spanwise (v) wind component and specific humidity (q) at level 1 (4.0 m agl)
stat_fw96_vq3	%	Stationarity test after Foken and Wichura (1997) for the covariance of the spanwise (v) wind component and specific humidity (q) at level 3 (17.0 m agl)
stat_fw96_wq1	%	Stationarity test after Foken and Wichura (1997) for the covariance of the vertical (w) wind component and specific humidity (q) at level 1 (4.0 m agl)
stat_fw96_wq3	%	Stationarity test after Foken and Wichura (1997) for the covariance of the vertical (w) wind component and specific humidity (q) at level 3 (17.0 m agl)
stat_fw96_uc1	%	Stationarity test after Foken and Wichura (1997) for the covariance of the streamwise (u) wind component and carbon dioxide (co2) at level 1 (4.0 m agl)
stat_fw96_uc3	%	Stationarity test after Foken and Wichura (1997) for the covariance of the streamwise (u) wind component and carbon dioxide (co2) at level 3 (17.0 m agl)
stat_fw96_vc1	%	Stationarity test after Foken and Wichura (1997) for the covariance of the spanwise (v) wind component and carbon dioxide (co2) at level 1 (4.0 m agl)
stat_fw96_vc3	%	Stationarity test after Foken and Wichura (1997) for the covariance of the spanwise (v) wind component and carbon dioxide (co2) at level 3 (17.0 m agl)
stat_fw96_wc1	%	Stationarity test after Foken and Wichura (1997) for the covariance of the vertical (w) wind component and carbon dioxide (co2) at level 1 (4.0 m agl)
stat_fw96_wc3	%	Stationarity test after Foken and Wichura (1997) for the covariance of the vertical (w) wind component and carbon dioxide (co2) at level 3 (17.0 m agl)
ucty_w73_var_u1	-	Uncertainty test after Wyngaard (1973) and Stiperski and Rotach (2016) for the variance of the streamwise wind component u at level 1 (4.0 m agl)
ucty_w73_var_v1	-	Uncertainty test after Wyngaard (1973) and Stiperski and Rotach (2016) for the variance of the spanwise wind component v at level 1 (4.0 m agl)
ucty_w73_var_w1	-	Uncertainty test after Wyngaard (1973) and Stiperski and Rotach (2016) for the variance of the vertical wind component w at level 1 (4.0 m agl)
ucty_w73_var_t1	-	Uncertainty test after Wyngaard (1973) and Stiperski and Rotach (2016) for the variance of the sonic temperature at level 1 (4.0 m agl)
ucty_w73_var_h2o1	-	Uncertainty test after Wyngaard (1973) and Stiperski and Rotach (2016) for the variance of water vapor h2o at level 1 (4.0 m agl)
ucty_w73_var_co21	-	Uncertainty test after Wyngaard (1973) and Stiperski and Rotach (2016) for the variance of carbon dioxide co2 at level 1 (4.0 m agl)
ucty_w73_uv1	-	Uncertainty test after Wyngaard (1973) and Stiperski and Rotach (2016) for the covariance of the streamwise (u) and spanwise (v) wind component at level 1 (4.0 m agl)
ucty_w73_uw1	-	Uncertainty test after Wyngaard (1973) and Stiperski and Rotach (2016) for the covariance of the streamwise (u) and vertical (w) wind component at level 1 (4.0 m agl)
ucty_w73_vw1	-	Uncertainty test after Wyngaard (1973) and Stiperski and Rotach (2016) for the covariance of the spanwise (v) and vertical (w) wind component at level 1 (4.0 m agl)
ucty_w73_ut1	-	Uncertainty test after Wyngaard (1973) and Stiperski and Rotach (2016) for the covariance of the streamwise (u) wind component and temperature at level 1 (4.0 m agl)
ucty_w73_vt1	-	Uncertainty test after Wyngaard (1973) and Stiperski and Rotach (2016) for the covariance of the spanwise (v) wind component and temperature at level 1 (4.0 m agl)
ucty_w73_wt1	-	Uncertainty test after Wyngaard (1973) and Stiperski and Rotach (2016) for the covariance of the vertical (w) wind component and temperature at level 1 (4.0 m agl)
ucty_w73_uq1	-	Uncertainty test after Wyngaard (1973) and Stiperski and Rotach (2016) for the covariance of the streamwise (u) wind component and specific humidity (q) at level 1 (4.0 m agl)
ucty_w73_vq1	-	Uncertainty test after Wyngaard (1973) and Stiperski and Rotach (2016) for the covariance of the spanwise (v) wind component and specific humidity (q) at level 1 (4.0 m agl)
ucty_w73_wq1	-	Uncertainty test after Wyngaard (1973) and Stiperski and Rotach (2016) for the covariance of the vertical (w) wind component and specific humidity (q) at level 1 (4.0 m agl)
ucty_w73_uc1	-	Uncertainty test after Wyngaard (1973) and Stiperski and Rotach (2016) for the covariance of the streamwise (u) wind component and carbon dioxide (co2) at level 1 (4.0 m agl)
ucty_w73_vc1	-	Uncertainty test after Wyngaard (1973) and Stiperski and Rotach (2016) for the covariance of the spanwise (v) wind component and carbon dioxide (co2) at level 1 (4.0 m agl)
ucty_w73_wc1	-	Uncertainty test after Wyngaard (1973) and Stiperski and Rotach (2016) for the covariance of the vertical (w) wind component and carbon dioxide (co2) at level 1 (4.0 m agl)
ucty_w73_var_u2	-	Uncertainty test after Wyngaard (1973) and Stiperski and Rotach (2016) for the variance of the streamwise wind component u at level 2 (8.7 m agl)
ucty_w73_var_v2	-	Uncertainty test after Wyngaard (1973) and Stiperski and Rotach (2016) for the variance of the spanwise wind component v at level 2 (8.7 m agl)
ucty_w73_var_w2	-	Uncertainty test after Wyngaard (1973) and Stiperski and Rotach (2016) for the variance of the vertical wind component w at level 2 (8.7 m agl)
ucty_w73_var_t2	-	Uncertainty test after Wyngaard (1973) and Stiperski and Rotach (2016) for the variance of the sonic temperature at level 2 (8.7 m agl)
ucty_w73_uv2	-	Uncertainty test after Wyngaard (1973) and Stiperski and Rotach (2016) for the covariance of the streamwise (u) and spanwise (v) wind component at level 2 (8.7 m agl)
ucty_w73_uw2	-	Uncertainty test after Wyngaard (1973) and Stiperski and Rotach (2016) for the covariance of the streamwise (u) and vertical (w) wind component at level 2 (8.7 m agl)
ucty_w73_vw2	-	Uncertainty test after Wyngaard (1973) and Stiperski and Rotach (2016) for the covariance of the spanwise (v) and vertical (w) wind component at level 2 (8.7 m agl)
ucty_w73_ut2	-	Uncertainty test after Wyngaard (1973) and Stiperski and Rotach (2016) for the covariance of the streamwise (u) wind component and temperature at level 2 (8.7 m agl)
ucty_w73_vt2	-	Uncertainty test after Wyngaard (1973) and Stiperski and Rotach (2016) for the covariance of the spanwise (v) wind component and temperature at level 2 (8.7 m agl)
ucty_w73_wt2	-	Uncertainty test after Wyngaard (1973) and Stiperski and Rotach (2016) for the covariance of the vertical (w) wind component and temperature at level 2 (8.7 m agl)
ucty_w73_var_u3	-	Uncertainty test after Wyngaard (1973) and Stiperski and Rotach (2016) for the variance of the streamwise wind component u at level 3 (17.0 m agl)
ucty_w73_var_v3	-	Uncertainty test after Wyngaard (1973) and Stiperski and Rotach (2016) for the variance of the spanwise wind component v at level 3 (17.0 m agl)
ucty_w73_var_w3	-	Uncertainty test after Wyngaard (1973) and Stiperski and Rotach (2016) for the variance of the vertical wind component w at level 3 (17.0 m agl)
ucty_w73_var_t3	-	Uncertainty test after Wyngaard (1973) and Stiperski and Rotach (2016) for the variance of the sonic temperature at level 3 (17.0 m agl)
ucty_w73_var_h2o3	-	Uncertainty test after Wyngaard (1973) and Stiperski and Rotach (2016) for the variance of water vapor h2o at level 3 (17.0 m agl)
ucty_w73_var_co23	-	Uncertainty test after Wyngaard (1973) and Stiperski and Rotach (2016) for the variance of carbon dioxide co2 at level 3 (17.0 m agl)
ucty_w73_uv3	-	Uncertainty test after Wyngaard (1973) and Stiperski and Rotach (2016) for the covariance of the streamwise (u) and spanwise (v) wind component at level 3 (17.0 m agl)
ucty_w73_uw3	-	Uncertainty test after Wyngaard (1973) and Stiperski and Rotach (2016) for the covariance of the streamwise (u) and vertical (w) wind component at level 3 (17.0 m agl)
ucty_w73_vw3	-	Uncertainty test after Wyngaard (1973) and Stiperski and Rotach (2016) for the covariance of the spanwise (v) and vertical (w) wind component at level 3 (17.0 m agl)
ucty_w73_ut3	-	Uncertainty test after Wyngaard (1973) and Stiperski and Rotach (2016) for the covariance of the streamwise (u) wind component and temperature at level 3 (17.0 m agl)
ucty_w73_vt3	-	Uncertainty test after Wyngaard (1973) and Stiperski and Rotach (2016) for the covariance of the spanwise (v) wind component and temperature at level 3 (17.0 m agl)
ucty_w73_wt3	-	Uncertainty test after Wyngaard (1973) and Stiperski and Rotach (2016) for the covariance of the vertical (w) wind component and temperature at level 3 (17.0 m agl)
ucty_w73_uq3	-	Uncertainty test after Wyngaard (1973) and Stiperski and Rotach (2016) for the covariance of the streamwise (u) wind component and specific humidity (q) at level 3 (17.0 m agl)
ucty_w73_vq3	-	Uncertainty test after Wyngaard (1973) and Stiperski and Rotach (2016) for the covariance of the spanwise (v) wind component and specific humidity (q) at level 3 (17.0 m agl)
ucty_w73_wq3	-	Uncertainty test after Wyngaard (1973) and Stiperski and Rotach (2016) for the covariance of the vertical (w) wind component and specific humidity (q) at level 3 (17.0 m agl)
ucty_w73_uc3	-	Uncertainty test after Wyngaard (1973) and Stiperski and Rotach (2016) for the covariance of the streamwise (u) wind component and carbon dioxide (co2) at level 3 (17.0 m agl)
ucty_w73_vc3	-	Uncertainty test after Wyngaard (1973) and Stiperski and Rotach (2016) for the covariance of the spanwise (v) wind component and carbon dioxide (co2) at level 3 (17.0 m agl)
ucty_w73_wc3	-	Uncertainty test after Wyngaard (1973) and Stiperski and Rotach (2016) for the covariance of the vertical (w) wind component and carbon dioxide (co2) at level 3 (17.0 m agl)
Quality flags	-	All quality flags below are defined as followed: -1: unphysical data 0: physical data 1: also absolute value of skewness smaller 2 and kurtosis smaller than 8 2: also stationarity smaller 30% and uncertainty test smaller 0.5
qcflag_var_u1	-	Quality flag for the variance of the streamwise wind component u at level 1 (4.0 m agl)
qcflag_var_u2	-	Quality flag for the variance of the streamwise wind component u at level 2 (8.7 m agl)
qcflag_var_u3	-	Quality flag for the variance of the streamwise wind component u at level 3 (17.0 m agl)
qcflag_var_v1	-	Quality flag for the variance of the spanwise wind component v at level 1 (4.0 m agl)
qcflag_var_v2	-	Quality flag for the variance of the spanwise wind component v at level 2 (8.7 m agl)
qcflag_var_v3	-	Quality flag for the variance of the spanwise wind component v at level 3 (17.0 m agl)
qcflag_var_w1	-	Quality flag for the variance of the vertical wind component w at level 1 (4.0 m agl)
qcflag_var_w2	-	Quality flag for the variance of the vertical wind component w at level 2 (8.7 m agl)
qcflag_var_w3	-	Quality flag for the variance of the vertical wind component w at level 3 (17.0 m agl)
qcflag_uv1	-	Quality flag for the covariance of the streamwise (u) and spanwise (v) wind component at level 1 (4.0 m agl)
qcflag_uv2	-	Quality flag for the covariance of the streamwise (u) and spanwise (v) wind component at level 2 (8.7 m agl)
qcflag_uv3	-	Quality flag for the covariance of the streamwise (u) and spanwise (v) wind component at level 3 (17.0 m agl)
qcflag_uw1	-	Quality flag for the covariance of the streamwise (u) and vertical (w) wind component at level 1 (4.0 m agl)
qcflag_uw2	-	Quality flag for the covariance of the streamwise (u) and vertical (w) wind component at level 2 (8.7 m agl)
qcflag_uw3	-	Quality flag for the covariance of the streamwise (u) and vertical (w) wind component at level 3 (17.0 m agl)
qcflag_vw1	-	Quality flag for the covariance of the spanwise (v) and vertical (w) wind component at level 1 (4.0 m agl)
qcflag_vw2	-	Quality flag for the covariance of the spanwise (v) and vertical (w) wind component at level 2 (8.7 m agl)
qcflag_vw3	-	Quality flag for the covariance of the spanwise (v) and vertical (w) wind component at level 3 (17.0 m agl)
qcflag_var_t1	-	Quality flag for the variance of temperature at level 1 (4.0 m agl)
qcflag_var_t2	-	Quality flag for the variance of temperature at level 2 (8.7 m agl)
qcflag_var_t3	-	Quality flag for the variance of temperature at level 3 (17.0 m agl)
qcflag_ut1	-	Quality flag for the covariance of the streamwise (u) wind component and temperature at level 1 (4.0 m agl)
qcflag_ut2	-	Quality flag for the covariance of the streamwise (u) wind component and temperature at level 2 (8.7 m agl)
qcflag_ut3	-	Quality flag for the covariance of the streamwise (u) wind component and temperature at level 3 (17.0 m agl)
qcflag_vt1	-	Quality flag for the covariance of the spanwise (v) wind component and temperature at level 1 (4.0 m agl)
qcflag_vt2	-	Quality flag for the covariance of the spanwise (v) wind component and temperature at level 2 (8.7 m agl)
qcflag_vt3	-	Quality flag for the covariance of the spanwise (v) wind component and temperature at level 3 (17.0 m agl)
qcflag_wt1	-	Quality flag for the covariance of the vertical (w) wind component and temperature at level 1 (4.0 m agl)
qcflag_wt2	-	Quality flag for the covariance of the vertical (w) wind component and temperature at level 2 (8.7 m agl)
qcflag_wt3	-	Quality flag for the covariance of the vertical (w) wind component and temperature at level 3 (17.0 m agl)
qcflag_var_e1	-	Quality flag for the variance of turbulent kinetic energy at level 1 (4.0 m agl)
qcflag_var_e2	-	Quality flag for the variance of turbulent kinetic energy at level 2 (8.7 m agl)
qcflag_var_e3	-	Quality flag for the variance of turbulent kinetic energy at level 3 (17.0 m agl)
qcflag_ust1	-	Quality flag for the friction velocity at level 1 (4.0 m agl)
qcflag_ust2	-	Quality flag for the friction velocity at level 2 (8.7 m agl)
qcflag_ust3	-	Quality flag for the friction velocity at level 3 (17.0 m agl)
qcflag_zol1	-	Quality flag for z over L with z being the height above ground and L being the Monin-Obukhov length at level 1 (4.0 m agl)
qcflag_zol2	-	Quality flag for z over L with z being the height above ground and L being the Monin-Obukhov length at level 2 (8.7 m agl)
qcflag_zol3	-	Quality flag for z over L with z being the height above ground and L being the Monin-Obukhov length at level 3 (17.0 m agl)
qcflag_var_h2o1	-	Quality flag for the variance of water vapor (h2o) at level 1 (4.0 m agl)
qcflag_var_h2o3	-	Quality flag for the variance of water vapor (h2o) at level 3 (17.0 m agl)
qcflag_uq1	-	Quality flag for the covariance of the streamwise (u) wind component and specific humidity (q) after flux correction at level 1 (4.0 m agl)
qcflag_uq3	-	Quality flag for the covariance of the streamwise (u) wind component and specific humidity (q) after flux correction at level 3 (17.0 m agl)
qcflag_vq1	-	Quality flag for the covariance of the spanwise (v) wind component and specific humidity (q) after flux correction at level 1 (4.0 m agl)
qcflag_vq3	-	Quality flag for the covariance of the spanwise (v) wind component and specific humidity (q) after flux correction at level 3 (17.0 m agl)
qcflag_wq1	-	Quality flag for the covariance of the vertical (w) wind component and specific humidity (q) after flux correction at level 1 (4.0 m agl)
qcflag_wq3	-	Quality flag for the covariance of the vertical (w) wind component and specific humidity (q) after flux correction at level 3 (17.0 m agl)
qcflag_var_co21	-	Quality flag for the variance of carbon dioxide (co2) at level 1 (4.0 m agl)
qcflag_var_co23	-	Quality flag for the variance of carbon dioxide (co2) at level 3 (17.0 m agl)
qcflag_uc1	-	Quality flag for the covariance of the streamwise (u) wind component and carbon dioxide (co2) after flux correction at level 1 (4.0 m agl)
qcflag_uc3	-	Quality flag for the covariance of the streamwise (u) wind component and carbon dioxide (co2) after flux correction at level 3 (17.0 m agl)
qcflag_vc1	-	Quality flag for the covariance of the spanwise (v) wind component and carbon dioxide (co2) after flux correction at level 1 (4.0 m agl)
qcflag_vc3	-	Quality flag for the covariance of the spanwise (v) wind component and carbon dioxide (co2) after flux correction at level 3 (17.0 m agl)
qcflag_wc1	-	Quality flag for the covariance of the vertical (w) wind component and carbon dioxide (co2) after flux correction at level 1 (4.0 m agl)
qcflag_wc3	-	Quality flag for the covariance of the vertical (w) wind component and carbon dioxide (co2) after flux correction at level 3 (17.0 m agl)
qcflag_all1_fc	-	Quality flag for all variables after the flux correction at level 1 (4.0 m agl)
qcflag_all2_fc	-	Quality flag for all variables after the flux correction at level 2 (8.7 m agl)
qcflag_all3_fc	-	Quality flag for all variables after the flux correction at level 3 (17.0 m agl)
qcflag_var_t1_fc	-	Quality flag for the variance of temperature after the flux correction at level 1 (4.0 m agl) including cross-dependency on w’q’
qcflag_var_t3_fc	-	Quality flag for the variance of temperature after the flux correction at level 3 (17.0 m agl) including cross-dependency on w’q’
qcflag_var_t2_fc	-	Quality flag for the variance of temperature after the flux correction at level 2 (8.7 m agl)

## 102 Terfens
Parameter name	Unit	Description

Date/Time	-	Date and Time in UTC
nmiss_sonic1	-	missing data points per averaging period for the sonic anemometer at level 1 (6.1 m agl)
nmiss_sonic2	-	missing data points per averaging period for the sonic anemometer at level 2 (11.2 m agl)
nmiss_gas2	-	missing data points per averaging period for the gas analyzer at level 2 (11.2 m agl)
nflag_sonic1	-	data points when sonic anemometer flag is set per averaging period at level 1 (6.1 m agl)
nflag_sonic2	-	data points when sonic anemometer flag is set per averaging period at level 2 (11.2 m agl)
nflag_gas2	-	data points when gas analyzer flag is set per averaging period at level 2 (11.2 m agl)
nlim_u1	-	number of data points exceeding physical limits for the sonic u-component at level 1 (6.1 m agl)
nlim_u2	-	number of data points exceeding physical limits for the sonic u-component at level 2 (11.2 m agl)
nlim_v1	-	number of data points exceeding physical limits for the sonic v-component at level 1 (6.1 m agl)
nlim_v2	-	number of data points exceeding physical limits for the sonic v-component at level 2 (11.2 m agl)
nlim_w1	-	number of data points exceeding physical limits for the sonic w-component at level 1 (6.1 m agl)
nlim_w2	-	number of data points exceeding physical limits for the sonic w-component at level 2 (11.2 m agl)
nlim_t1	-	number of data points exceeding physical limits for the sonic temperature at level 1 (6.1 m agl)
nlim_t2	-	number of data points exceeding physical limits for the sonic temperature at level 2 (11.2 m agl)
nlim_h2o2	-	number of data points exceeding physical limits for water vapor h2o at level 2 (11.2 m agl)
nlim_co22	-	number of data points exceeding physical limits for carbon dioxide co2 at level 2 (11.2 m agl)
nspk_u1	-	Number of spikes within averaging period (exceeding 3.5 times standard deviation) for the sonic u-component at level 1 (6.1 m agl)
nspk_u2	-	Number of spikes within averaging period (exceeding 3.5 times standard deviation) for the sonic u-component at level 2 (11.2 m agl)
nspk_v1	-	Number of spikes within averaging period (exceeding 3.5 times standard deviation) for the sonic v-component at level 1 (6.1 m agl)
nspk_v2	-	Number of spikes within averaging period (exceeding 3.5 times standard deviation) for the sonic v-component at level 2 (11.2 m agl)
nspk_w1	-	Number of spikes within averaging period (exceeding 3.5 times standard deviation) for the sonic w-component at level 1 (6.1 m agl)
nspk_w2	-	Number of spikes within averaging period (exceeding 3.5 times standard deviation) for the sonic w-component at level 2 (11.2 m agl)
nspk_t1	-	Number of spikes within averaging period (exceeding 3.5 times standard deviation) for the sonic temperature at level 1 (6.1 m agl)
nspk_t2	-	Number of spikes within averaging period (exceeding 3.5 times standard deviation) for the sonic temperature at level 2 (11.2 m agl)
nspk_h2o2	-	Number of spikes within averaging period (exceeding 3.5 times standard deviation) for water vapor h2o at level 2 (11.2 m agl)
nspk_co22	-	Number of spikes within averaging period (exceeding 3.5 times standard deviation) for carbon dioxide co2 at level 2 (11.2 m agl)
nwdir_sonic1	-	Data points from within specified wind direction range around the mounting structure at level 1 (6.1 m agl)
nwdir_sonic2	-	Data points from within specified wind direction range around the mounting structure at level 2 (11.2 m agl)
nbad_u1	-	Sum of missing data, data flagged by the instrument, data exceeding physical limits, and spikes for the sonic u-component at level 1 (6.1 m agl)
nbad_u2	-	Sum of missing data, data flagged by the instrument, data exceeding physical limits, and spikes for the sonic u-component at level 2 (11.2 m agl)
nbad_v1	-	Sum of missing data, data flagged by the instrument, data exceeding physical limits, and spikes for the sonic v-component at level 1 (6.1 m agl)
nbad_v2	-	Sum of missing data, data flagged by the instrument, data exceeding physical limits, and spikes for the sonic v-component at level 2 (11.2 m agl)
nbad_w1	-	Sum of missing data, data flagged by the instrument, data exceeding physical limits, and spikes for the sonic w-component at level 1 (6.1 m agl)
nbad_w2	-	Sum of missing data, data flagged by the instrument, data exceeding physical limits, and spikes for the sonic w-component at level 2 (11.2 m agl)
nbad_t1	-	Sum of missing data, data flagged by the instrument, data exceeding physical limits, and spikes for the sonic temperature at level 1 (6.1 m agl)
nbad_t2	-	Sum of missing data, data flagged by the instrument, data exceeding physical limits, and spikes for the sonic temperature at level 2 (11.2 m agl)
nbad_h2o2	-	Sum of missing data, data flagged by the instrument, data exceeding physical limits, and spikes for water vapor h2o at level 2 (11.2 m agl)
nbad_co22	-	Sum of missing data, data flagged by the instrument, data exceeding physical limits, and spikes for carbon dioxide co2 at level 2 (11.2 m agl)
mean_u1_unrot	m s-1	Mean value of the sonic u-component before double rotation, hence, unrotated at level 1 (6.1 m agl)
mean_v1_unrot	m s-1	Mean value of the sonic v-component before double rotation, hence, unrotated at level 1 (6.1 m agl)
mean_w1_unrot	m s-1	Mean value of the sonic w-component before double rotation, hence, unrotated at level 1 (6.1 m agl)
wdir1	deg	Mean wind direction at level 1 (6.1 m agl)
rot_alpha1	deg	First rotation angle for double rotation (alpha) at level 1 (6.1 m agl)
rot_beta1	deg	Second rotation angle for double rotation (beta) at level 1 (6.1 m agl)
mean_u2_unrot	m s-1	Mean value of the sonic u-component before double rotation, hence, unrotated at level 2 (11.2 m agl)
mean_v2_unrot	m s-1	Mean value of the sonic v-component before double rotation, hence, unrotated at level 2 (11.2 m agl)
mean_w2_unrot	m s-1	Mean value of the sonic w-component before double rotation, hence, unrotated at level 2 (11.2 m agl)
wdir2	deg	Mean wind direction at level 2 (11.2 m agl)
rot_alpha2	deg	First rotation angle for double rotation (alpha) at level 2 (11.2 m agl)
rot_beta2	deg	Second rotation angle for double rotation (beta) at level 2 (11.2 m agl)
tlag_var_h2o2	s	temporal lag between sonic and gas analyzer removed for water vapor h2o at level 2 (11.2 m agl)
tlag_var_co22	s	temporal lag between sonic and gas analyzer removed for carbon dioxide co2 at level 2 (11.2 m agl)
mean_u1	m s-1	mean value of the double rotated streamwise wind component u, hence, vector averaged wind speed at level 1 (6.1 m agl)
mean_u2	m s-1	mean value of the double rotated streamwise wind component u, hence, vector averaged wind speed at level 2 (11.2 m agl)
mean_v1	m s-1	mean value of the double rotated spanwise wind component v at level 1 (6.1 m agl) – should be close to zero due to double rotation
mean_v2	m s-1	mean value of the double rotated spanwise wind component v at level 2 (11.2 m agl) – should be close to zero due to double rotation
mean_w1	m s-1	mean value of the double rotated vertical wind component w at level 1 (6.1 m agl) – should be close to zero due to double rotation
mean_w2	m s-1	mean value of the double rotated vertical wind component w at level 2 (11.2 m agl) – should be close to zero due to double rotation
mean_t1	degC	mean value of the sonic temperature at level 1 (6.1 m agl)
mean_t2	degC	mean value of the sonic temperature at level 2 (11.2 m agl)
mean_spd1	m s-1	scalar average of the wind speed at level 1 (6.1 m agl) – square root of the sum of the squared mean_u1_unrot, squared mean_v1_unrot, and squared mean_w1_unrot
mean_spd2	m s-1	scalar average of the wind speed at level 2 (11.2 m agl) – square root of the sum of the squared mean_u2_unrot, squared mean_v2_unrot, and squared mean_w2_unrot
mean_h2o2	g m-3	Mean water vapor concentration at level 2 (11.2 m agl)
mean_co22	mg m-3	Mean carbon dioxide co2 concentration at level 2 (11.2 m agl)
mean_u1_flt	m s-1	Mean fluctuation of the streamwise wind component u after detrending at level 1 (6.1 m agl)
mean_u2_flt	m s-1	Mean fluctuation of the streamwise wind component u after detrending at level 2 (11.2 m agl)
mean_v1_flt	m s-1	Mean fluctuation of the spanwise wind component v after detrending at level 1 (6.1 m agl)
mean_v2_flt	m s-1	Mean fluctuation of the spanwise wind component v after detrending at level 2 (11.2 m agl)
mean_w1_flt	m s-1	Mean fluctuation of the vertical wind component w after detrending at level 1 (6.1 m agl)
mean_w2_flt	m s-1	Mean fluctuation of the vertical wind component w after detrending at level 2 (11.2 m agl)
mean_t1_flt	degC	Mean fluctuation of the temperature after detrending at level 1 (6.1 m agl)
mean_t2_flt	degC	Mean fluctuation of the temperature after detrending at level 2 (11.2 m agl)
mean_spd1_flt	m s-1	Mean fluctuation of the scalar average of the wind speed after detrending at level 1 (6.1 m agl)
mean_spd2_flt	m s-1	Mean fluctuation of the scalar average of the wind speed after detrending at level 2 (11.2 m agl)
mean_e1_flt	m2 s-2	Mean fluctuation of the turbulent kinetic energy after detrending at level 1 (6.1 m agl)
mean_e2_flt	m2 s-2	Mean fluctuation of the turbulent kinetic energy after detrending at level 2 (11.2 m agl)
mean_h2o2_flt	g m-3	Mean fluctuation of the water vapor h2o after detrending at level 2 (11.2 m agl)
mean_co22_flt	mg m-3	Mean fluctuation of the cabron dioxide co2 after detrending at level 2 (11.2 m agl)
var_u1	m2 s-2	Variance of the streamwise wind component u at level 1 (6.1 m agl)
var_u2	m2 s-2	Variance of the streamwise wind component u at level 2 (11.2 m agl)
var_v1	m2 s-2	Variance of the spanwise wind component v at level 1 (6.1 m agl)
var_v2	m2 s-2	Variance of the spanwise wind component v at level 2 (11.2 m agl)
var_w1	m2 s-2	Variance of the vertical wind component w at level 1 (6.1 m agl)
var_w2	m2 s-2	Variance of the vertical wind component w at level 2 (11.2 m agl)
var_t1	K2	Variance of the sonic temperature at level 1 (6.1 m agl)
var_t2	K2	Variance of the sonic temperature at level 2 (11.2 m agl)
var_spd1	m2 s-2	Variance of the vector averaged horizontal wind speed at level 1 (6.1 m agl)
var_spd2	m2 s-2	Variance of the vector averaged horizontal wind speed at level 2 (11.2 m agl)
var_e1	m4 s-4	Variance of the turbulent kinetic energy at level 1 (6.1 m agl)
var_e2	m4 s-4	Variance of the turbulent kinetic energy at level 2 (11.2 m agl)
var_h2o2	g2 m-6	Variance of water vapor h2o at level 2 (11.2 m agl)
var_co22	mg2 m-6	Variance of carbon dioxide co2 at level 2 (11.2 m agl)
skew_u1	-	Skewness of the streamwise wind component u at level 1 (6.1 m agl)
skew_u2	-	Skewness of the streamwise wind component u at level 2 (11.2 m agl)
skew_v1	-	Skewness of the spanwise wind component v at level 1 (6.1 m agl)
skew_v2	-	Skewness of the spanwise wind component v at level 2 (11.2 m agl)
skew_w1	-	Skewness of the vertical wind component w at level 1 (6.1 m agl)
skew_w2	-	Skewness of the vertical wind component w at level 2 (11.2 m agl)
skew_t1	-	Skewness of the sonic temperature at level 1 (6.1 m agl)
skew_t2	-	Skewness of the sonic temperature at level 2 (11.2 m agl)
skew_spd1	-	Skewness of the vector averaged horizontal wind speed at level 1 (6.1 m agl)
skew_spd2	-	Skewness of the vector averaged horizontal wind speed at level 2 (11.2 m agl)
skew_e1	-	Skewness of the turbulent kinetic energy at level 1 (6.1 m agl)
skew_e2	-	Skewness of the turbulent kinetic energy at level 2 (11.2 m agl)
skew_h2o2	-	Skewness of water vapor h2o at level 2 (11.2 m agl)
skew_co22	-	Skewness of carbon dioxide co2 at level 2 (11.2 m agl)
kurt_u1	-	Kurtosis of the streamwise wind component u at level 1 (6.1 m agl)
kurt_u2	-	Kurtosis of the streamwise wind component u at level 2 (11.2 m agl)
kurt_v1	-	Kurtosis of the spanwise wind component v at level 1 (6.1 m agl)
kurt_v2	-	Kurtosis of the spanwise wind component v at level 2 (11.2 m agl)
kurt_w1	-	Kurtosis of the vertical wind component w at level 1 (6.1 m agl)
kurt_w2	-	Kurtosis of the vertical wind component w at level 2 (11.2 m agl)
kurt_t1	-	Kurtosis of the sonic temperature at level 1 (6.1 m agl)
kurt_t2	-	Kurtosis of the sonic temperature at level 2 (11.2 m agl)
kurt_spd1	-	Kurtosis of the vector averaged horizontal wind speed at level 1 (6.1 m agl)
kurt_spd2	-	Kurtosis of the vector averaged horizontal wind speed at level 2 (11.2 m agl)
kurt_e1	-	Kurtosis of the turbulent kinetic energy at level 1 (6.1 m agl)
kurt_e2	-	Kurtosis of the turbulent kinetic energy at level 2 (11.2 m agl)
kurt_h2o2	-	Kurtosis of water vapor h2o at level 2 (11.2 m agl)
kurt_co22	-	Kurtosis of carbon dioxide co2 at level 2 (11.2 m agl)
uv1	m2 s-2	covariance of the streamwise (u) and spanwise (v) wind component at level 1 (6.1 m agl)
uv2	m2 s-2	covariance of the streamwise (u) and spanwise (v) wind component at level 2 (11.2 m agl)
uw1	m2 s-2	covariance of the streamwise (u) and vertical (w) wind component at level 1 (6.1 m agl)
uw2	m2 s-2	covariance of the streamwise (u) and vertical (w) wind component at level 2 (11.2 m agl)
vw1	m2 s-2	covariance of the spanwise (v) and vertical (w) wind component at level 1 (6.1 m agl)
vw2	m2 s-2	covariance of the spanwise (v) and vertical (w) wind component at level 2 (11.2 m agl)
ut1	K m s-1	covariance of the streamwise (u) wind component and temperature at level 1 (6.1 m agl)
ut2	K m s-1	covariance of the streamwise (u) wind component and temperature at level 2 (11.2 m agl)
vt1	K m s-1	covariance of the spanwise (v) wind component and temperature at level 1 (6.1 m agl)
vt2	K m s-1	covariance of the spanwise (v) wind component and temperature at level 2 (11.2 m agl)
wt1	K m s-1	covariance of the vertical (w) wind component and temperature at level 1 (6.1 m agl)
wt2	K m s-1	covariance of the vertical (w) wind component and temperature at level 2 (11.2 m agl)
ue1	m3 s-3	covariance of the streamwise (u) wind component and turbulent kinetic energy at level 1 (6.1 m agl)
ue2	m3 s-3	covariance of the streamwise (u) wind component and turbulent kinetic energy at level 2 (11.2 m agl)
ve1	m3 s-3	covariance of the spanwise (v) wind component and turbulent kinetic energy at level 1 (6.1 m agl)
ve2	m3 s-3	covariance of the spanwise (v) wind component and turbulent kinetic energy at level 2 (11.2 m agl)
we1	m3 s-3	covariance of the vertical (w) wind component and turbulent kinetic energy at level 1 (6.1 m agl)
we2	m3 s-3	covariance of the vertical (w) wind component and turbulent kinetic energy at level 2 (11.2 m agl)
uq2	g m-2 s-1	covariance of the streamwise (u) wind component and specific humidity (q) at level 2 (11.2 m agl)
vq2	g m-2 s-1	covariance of the spanwise (v) wind component and specific humidity (q) at level 2 (11.2 m agl)
wq2	g m-2 s-1	covariance of the vertical (w) wind component and specific humidity (q) at level 2 (11.2 m agl)
tq2	K g m-3	covariance of temperature and specific humidity (q) at level 2 (11.2 m agl)
uc2	mg m-2 s-1	covariance of the streamwise (u) wind component and carbon dioxide (co2) at level 2 (11.2 m agl)
vc2	mg m-2 s-1	covariance of the spanwise (v) wind component and carbon dioxide (co2) at level 2 (11.2 m agl)
wc2	mg m-2 s-1	covariance of the vertical (w) wind component and carbon dioxide (co2) at level 2 (11.2 m agl)
wq_molfrac2	m s-1 mmol mol-1	covariance of the vertical (w) wind component and specific humidity (q) in mol-fraction at level 2 (11.2 m agl)
wc_molfrac2	m s-1 mumol mol-1	covariance of the vertical (w) wind component and carbon dioxide (co2) in mol-fraction at level 2 (11.2 m agl)
uvw1	m3 s-3	3rd order moment of the streamwise (u), spanwise (v), and vertical (w) wind component at level 1 (6.1 m agl)
uvw2	m3 s-3	3rd order moment of the streamwise (u), spanwise (v), and vertical (w) wind component at level 2 (11.2 m agl)
uuv1	m3 s-3	3rd order moment of the streamwise (u), streamwise (u), and spanwise (v) wind component at level 1 (6.1 m agl)
uuv2	m3 s-3	3rd order moment of the streamwise (u), streamwise (u), and spanwise (v) wind component at level 2 (11.2 m agl)
uvv1	m3 s-3	3rd order moment of the streamwise (u), spanwise (v), and spanwise (v) wind component at level 1 (6.1 m agl)
uvv2	m3 s-3	3rd order moment of the streamwise (u), spanwise (v), and spanwise (v) wind component at level 2 (11.2 m agl)
uuw1	m3 s-3	3rd order moment of the streamwise (u), streamwise (u), and vertical (w) wind component at level 1 (6.1 m agl)
uuw2	m3 s-3	3rd order moment of the streamwise (u), streamwise (u), and vertical (w) wind component at level 2 (11.2 m agl)
uww1	m3 s-3	3rd order moment of the streamwise (u), vertical (w), and vertical (w) wind component at level 1 (6.1 m agl)
uww2	m3 s-3	3rd order moment of the streamwise (u), vertical (w), and vertical (w) wind component at level 2 (11.2 m agl)
vvw1	m3 s-3	3rd order moment of the spanwise (v), spanwise (v), and vertical (w) wind component at level 1 (6.1 m agl)
vvw2	m3 s-3	3rd order moment of the spanwise (v), spanwise (v), and vertical (w) wind component at level 2 (11.2 m agl)
vww1	m3 s-3	3rd order moment of the spanwise (v), vertical (w), and vertical (w) wind component at level 1 (6.1 m agl)
vww2	m3 s-3	3rd order moment of the spanwise (v), vertical (w), and vertical (w) wind component at level 2 (11.2 m agl)
uvt1	K m2 s-2	3rd order moment of the streamwise (u), spanwise (v) wind component and temperature at level 1 (6.1 m agl)
uvt2	K m2 s-2	3rd order moment of the streamwise (u), spanwise (v) wind component and temperature at level 2 (11.2 m agl)
uwt1	K m2 s-2	3rd order moment of the streamwise (u), vertical (w) wind component and temperature at level 1 (6.1 m agl)
uwt2	K m2 s-2	3rd order moment of the streamwise (u), vertical (w) wind component and temperature at level 2 (11.2 m agl)
vwt1	K m2 s-2	3rd order moment of the spanwise (v), vertical (w) wind component and temperature at level 1 (6.1 m agl)
vwt2	K m2 s-2	3rd order moment of the spanwise (v), vertical (w) wind component and temperature at level 2 (11.2 m agl)
utt1	K2 m s-1	3rd order moment of the streamwise (u) wind component, temperature, and temperature at level 1 (6.1 m agl)
utt2	K2 m s-1	3rd order moment of the streamwise (u) wind component, temperature, and temperature at level 2 (11.2 m agl)
uut1	K m2 s-2	3rd order moment of the streamwise (u), streamwise (u) wind component, and temperature at level 1 (6.1 m agl)
uut2	K m2 s-2	3rd order moment of the streamwise (u), streamwise (u) wind component, and temperature at level 2 (11.2 m agl)
vtt1	K2 m s-1	3rd order moment of the spanwise (v) wind component, temperature, and temperature at level 1 (6.1 m agl)
vtt2	K2 m s-1	3rd order moment of the spanwise (v) wind component, temperature, and temperature at level 2 (11.2 m agl)
vvt1	K m2 s-2	3rd order moment of the spanwise (v), spanwise (v) wind component, and temperature at level 1 (6.1 m agl)
vvt2	K m2 s-2	3rd order moment of the spanwise (v), spanwise (v) wind component, and temperature at level 2 (11.2 m agl)
wtt1	K2 m s-1	3rd order moment of the vertical (w) wind component, temperature, and temperature at level 1 (6.1 m agl)
wtt2	K2 m s-1	3rd order moment of the vertical (w) wind component, temperature, and temperature at level 2 (11.2 m agl)
wwt1	K m2 s-2	3rd order moment of the vertical (w), vertical (w) wind component, and temperature at level 1 (6.1 m agl)
wwt2	K m2 s-2	3rd order moment of the vertical (w), vertical (w) wind component, and temperature at level 2 (11.2 m agl)
uvq2	g m-1 s-2	3rd order moment of the streamwise (u), spanwise (v) wind component and specific humidity (q) at level 2 (11.2 m agl)
uwq2	g m-1 s-2	3rd order moment of the streamwise (u), vertical (w) wind component and specific humidity (q) at level 2 (11.2 m agl)
vwq2	g m-1 s-2	3rd order moment of the spanwise (v), vertical (w) wind component and specific humidity (q) at level 2 (11.2 m agl)
uqq2	g2 m-5 s-1	3rd order moment of the streamwise (u) wind component, specific humidity (q), and specific humidity (q) at level 2 (11.2 m agl)
uuq2	g m-1 s-2	3rd order moment of the streamwise (u), streamwise (u) wind component and specific humidity (q) at level 2 (11.2 m agl)
vqq2	g2 m-5 s-1	3rd order moment of the spanwise (v) wind component, specific humidity (q), and specific humidity (q) at level 2 (11.2 m agl)
vvq2	g m-1 s-2	3rd order moment of the spanwise (v), spanwise (v) wind component and specific humidity (q) at level 2 (11.2 m agl)
wqq2	g2 m-5 s-1	3rd order moment of the vertical (w) wind component, specific humidity (q), and specific humidity (q) at level 2 (11.2 m agl)
wwq2	g m-1 s-2	3rd order moment of the vertical (w), vertical (w) wind component and specific humidity (q) at level 2 (11.2 m agl)
uvc2	mg m-1 s-2	3rd order moment of the streamwise (u), spanwise (v) wind component and carbon dioxide (co2) at level 2 (11.2 m agl)
uwc2	mg m-1 s-2	3rd order moment of the streamwise (u), vertical (w) wind component and carbon dioxide (co2) at level 2 (11.2 m agl)
vwc2	mg m-1 s-2	3rd order moment of the spanwise (v), vertical (w) wind component and carbon dioxide (co2) at level 2 (11.2 m agl)
ucc2	mg2 m-5 s-1	3rd order moment of the streamwise (u) wind component, carbon dioxide (co2), and carbon dioxide (co2) at level 2 (11.2 m agl)
uuc2	mg m-1 s-2	3rd order moment of the streamwise (u), streamwise (u) wind component and carbon dioxide (co2) at level 2 (11.2 m agl)
vcc2	mg2 m-5 s-1	3rd order moment of the spanwise (v) wind component, carbon dioxide (co2), and carbon dioxide (co2) at level 2 (11.2 m agl)
vvc2	mg m-1 s-2	3rd order moment of the spanwise (v), spanwise (v) wind component and carbon dioxide (co2) at level 2 (11.2 m agl)
wcc2	mg2 m-5 s-1	3rd order moment of the vertical (w) wind component, carbon dioxide (co2), and carbon dioxide (co2) at level 2 (11.2 m agl)
wwc2	mg m-1 s-2	3rd order moment of the vertical (w), vertical (w) wind component and carbon dioxide (co2) at level 2 (11.2 m agl)
lf_p1	Pa	Low-frequency pressure adjusted to measurement height at level 1 (6.1 m agl)
lf_p2	Pa	Low-frequency pressure adjusted to measurement height at level 2 (11.2 m agl)
lf_t1	K	Low-frequency temperature adjusted to measurement height at level 1 (6.1 m agl)
lf_t2	K	Low-frequency temperature adjusted to measurement height at level 2 (11.2 m agl)
lf_q1	kg kg-1	Low-frequency specific humidity adjusted to measurement height at level 1 (6.1 m agl)
lf_q2	kg kg-1	Low-frequency specific humidity adjusted to measurement height at level 2 (11.2 m agl)
rho1	kg m-3	Low-frequency air density adjusted to measurement height at level 1 (6.1 m agl)
rho2	kg m-3	Low-frequency air density adjusted to measurement height at level 2 (11.2 m agl)
cp1	J kg-1 K-1	Low-frequency specific heat of moist air from specific humidity at level 1 (6.1 m agl)
cp2	J kg-1 K-1	Low-frequency specific heat of moist air from specific humidity at level 2 (11.2 m agl)
lv2	J kg-1	Low-frequency enthalpy of vaporization adjusted to measurement height at level 2 (11.2 m agl)
zd	m	zero-plane displacement height
ust1	m s-1	friction velocity at level 1 (6.1 m agl); detrending and corrections applied
ust2	m s-1	friction velocity at level 2 (11.2 m agl); detrending and corrections applied
zol1	-	dimensionless length parameter (z over L) with z being the height above ground and L being the Monin-Obukhov length at level 1 (6.1 m agl); detrending and corrections applied
zol2	-	dimensionless length parameter (z over L) with z being the height above ground and L being the Monin-Obukhov length at level 2 (11.2 m agl); detrending and corrections applied
fc1_frc_var_t1	-	frequency response correction factor for first correction for the variance of the temperature at level 1 (6.1 m agl)
fc1_frc_var_w1	-	frequency response correction factor for first correction for the variance of the vertical (w) wind component at level 1 (6.1 m agl)
fc1_frc_var_u1	-	frequency response correction factor for first correction for the variance of the streamwise (u) wind component at level 1 (6.1 m agl)
fc1_frc_var_v1	-	frequency response correction factor for first correction for the variance of the spanwise (v) wind component at level 1 (6.1 m agl)
fc1_frc_wt1	-	frequency response correction factor for first correction for the covariance of the vertical (w) wind component and temperature at level 1 (6.1 m agl)
fc1_frc_ut1	-	frequency response correction factor for first correction for the covariance of the streamwise (u) wind component and temperature at level 1 (6.1 m agl)
fc1_frc_vt1	-	frequency response correction factor for first correction for the covariance of the spanwise (v) wind component and temperature at level 1 (6.1 m agl)
fc1_frc_uw1	-	frequency response correction factor for first correction for the covariance of the streamwise (u) and vertical (w) wind component at level 1 (6.1 m agl)
fc1_frc_vw1	-	frequency response correction factor for first correction for the covariance of the spanwise (v) and vertical (w) wind component at level 1 (6.1 m agl)
fc1_frc_var_t2	-	frequency response correction factor for first correction for the variance of the temperature at level 2 (11.2 m agl)
fc1_frc_var_w2	-	frequency response correction factor for first correction for the variance of the vertical (w) wind component at level 2 (11.2 m agl)
fc1_frc_var_u2	-	frequency response correction factor for first correction for the variance of the streamwise (u) wind component at level 2 (11.2 m agl)
fc1_frc_var_v2	-	frequency response correction factor for first correction for the variance of the spanwise (v) wind component at level 2 (11.2 m agl)
fc1_frc_wt2	-	frequency response correction factor for first correction for the covariance of the vertical (w) wind component and temperature at level 2 (11.2 m agl)
fc1_frc_ut2	-	frequency response correction factor for first correction for the covariance of the streamwise (u) wind component and temperature at level 2 (11.2 m agl)
fc1_frc_vt2	-	frequency response correction factor for first correction for the covariance of the spanwise (v) wind component and temperature at level 2 (11.2 m agl)
fc1_frc_uw2	-	frequency response correction factor for first correction for the covariance of the streamwise (u) and vertical (w) wind component at level 2 (11.2 m agl)
fc1_frc_vw2	-	frequency response correction factor for first correction for the covariance of the spanwise (v) and vertical (w) wind component at level 2 (11.2 m agl)
fc1_frc_var_h2o2	-	frequency response correction factor for first correction for the variance of the water vapor (h2o) at level 2 (11.2 m agl)
fc1_frc_wq2	-	frequency response correction factor for first correction for the covariance of the vertical (w) wind component and specific humidity (q) at level 2 (11.2 m agl)
fc1_frc_uq2	-	frequency response correction factor for first correction for the covariance of the streamwise (u) wind component and specific humidity (q) at level 2 (11.2 m agl)
fc1_frc_vq2	-	frequency response correction factor for first correction for the covariance of the spanwise (v) wind component and specific humidity (q) at level 2 (11.2 m agl)
fc1_frc_var_co22	-	frequency response correction factor for first correction for the variance of the carbon dioxide (co2) at level 2 (11.2 m agl)
fc1_frc_wc2	-	frequency response correction factor for first correction for the covariance of the vertical (w) wind component and carbon dioxide (co2) at level 2 (11.2 m agl)
fc1_frc_uc2	-	frequency response correction factor for first correction for the covariance of the streamwise (u) wind component and carbon dioxide (co2) at level 2 (11.2 m agl)
fc1_frc_vc2	-	frequency response correction factor for first correction for the covariance of the spanwise (v) wind component and carbon dioxide (co2) at level 2 (11.2 m agl)
fc1_snd_wt1	K m s-1	Sonic heat flux (snd) correction for first correction for the covariance of the vertical (w) wind component and temperature at level 1 (6.1 m agl)
fc1_snd_wt2	K m s-1	Sonic heat flux (snd) correction for first correction for the covariance of the vertical (w) wind component and temperature at level 2 (11.2 m agl)
fc1_snd_var_t1	K2	Sonic heat flux (snd) correction for first correction for the variance of temperature at level 1 (6.1 m agl)
fc1_snd_var_t2	K2	Sonic heat flux (snd) correction for first correction for the variance of temperature at level 2 (11.2 m agl)
fc1_wpl_wq2	g m-2 s-1	WPL correction for first correction for the covariance of the vertical (w) wind component and specific humidity (q) at level 2 (11.2 m agl)
fc1_wpl_wc2	mg m-2 s-1	WPL correction for first correction for the covariance of the vertical (w) wind component and carbon dioxide (co2) at level 2 (11.2 m agl)
fc1_oxy_wq1	-	first oxygen correction factor for the covariance of the vertical (w) wind component and specific humidity (q) at level 1 (11.2 m agl)
fc2_oxy_wq1	-	second oxygen correction factor for the covariance of the vertical (w) wind component and specific humidity (q) at level 1 (11.2 m agl)
fc2_frc_var_t1	-	frequency response correction factor for second correction for the variance of the temperature at level 1 (6.1 m agl)
fc2_frc_var_w1	-	frequency response correction factor for second correction for the variance of the vertical (w) wind component at level 1 (6.1 m agl)
fc2_frc_var_u1	-	frequency response correction factor for second correction for the variance of the streamwise (u) wind component at level 1 (6.1 m agl)
fc2_frc_var_v1	-	frequency response correction factor for second correction for the variance of the spanwise (v) wind component at level 1 (6.1 m agl)
fc2_frc_wt1	-	frequency response correction factor for second correction for the covariance of the vertical (w) wind component and temperature at level 1 (6.1 m agl)
fc2_frc_ut1	-	frequency response correction factor for second correction for the covariance of the streamwise (u) wind component and temperature at level 1 (6.1 m agl)
fc2_frc_vt1	-	frequency response correction factor for second correction for the covariance of the spanwise (v) wind component and temperature at level 1 (6.1 m agl)
fc2_frc_uw1	-	frequency response correction factor for second correction for the covariance of the streamwise (u) and vertical (w) wind component at level 1 (6.1 m agl)
fc2_frc_vw1	-	frequency response correction factor for second correction for the covariance of the spanwise (v) and vertical (w) wind component at level 1 (6.1 m agl)
fc2_frc_var_t2	-	frequency response correction factor for second correction for the variance of the temperature at level 2 (11.2 m agl)
fc2_frc_var_w2	-	frequency response correction factor for second correction for the variance of the vertical (w) wind component at level 2 (11.2 m agl)
fc2_frc_var_u2	-	frequency response correction factor for second correction for the variance of the streamwise (u) wind component at level 2 (11.2 m agl)
fc2_frc_var_v2	-	frequency response correction factor for second correction for the variance of the spanwise (v) wind component at level 2 (11.2 m agl)
fc2_frc_wt2	-	frequency response correction factor for second correction for the covariance of the vertical (w) wind component and temperature at level 2 (11.2 m agl)
fc2_frc_ut2	-	frequency response correction factor for second correction for the covariance of the streamwise (u) wind component and temperature at level 2 (11.2 m agl)
fc2_frc_vt2	-	frequency response correction factor for second correction for the covariance of the spanwise (v) wind component and temperature at level 2 (11.2 m agl)
fc2_frc_uw2	-	frequency response correction factor for second correction for the covariance of the streamwise (u) and vertical (w) wind component at level 2 (11.2 m agl)
fc2_frc_vw2	-	frequency response correction factor for second correction for the covariance of the spanwise (v) and vertical (w) wind component at level 2 (11.2 m agl)
fc2_frc_var_h2o2	-	frequency response correction factor for second correction for the variance of the water vapor (h2o) at level 2 (11.2 m agl)
fc2_frc_wq2	-	frequency response correction factor for second correction for the covariance of the vertical (w) wind component and specific humidity (q) at level 2 (11.2 m agl)
fc2_frc_uq2	-	frequency response correction factor for second correction for the covariance of the streamwise (u) wind component and specific humidity (q) at level 2 (11.2 m agl)
fc2_frc_vq2	-	frequency response correction factor for second correction for the covariance of the spanwise (v) wind component and specific humidity (q) at level 2 (11.2 m agl)
fc2_frc_var_co22	-	frequency response correction factor for second correction for the variance of the carbon dioxide (co2) at level 2 (11.2 m agl)
fc2_frc_wc2	-	frequency response correction factor for second correction for the covariance of the vertical (w) wind component and carbon dioxide (co2) at level 2 (11.2 m agl)
fc2_frc_uc2	-	frequency response correction factor for second correction for the covariance of the streamwise (u) wind component and carbon dioxide (co2) at level 2 (11.2 m agl)
fc2_frc_vc2	-	frequency response correction factor for second correction for the covariance of the spanwise (v) wind component and carbon dioxide (co2) at level 2 (11.2 m agl)
fc2_snd_wt1	K m s-1	Sonic heat flux (snd) correction for second correction for the covariance of the vertical (w) wind component and temperature at level 1 (6.1 m agl)
fc2_snd_wt2	K m s-1	Sonic heat flux (snd) correction for second correction for the covariance of the vertical (w) wind component and temperature at level 2 (11.2 m agl)
fc2_snd_var_t1	K2	Sonic heat flux (snd) correction for second correction for the variance of temperature at level 1 (6.1 m agl)
fc2_snd_var_t2	K2	Sonic heat flux (snd) correction for second correction for the variance of temperature at level 2 (11.2 m agl)
fc2_wpl_wq2	g m-2 s-1	WPL correction for second correction for the covariance of the vertical (w) wind component and specific humidity (q) at level 2 (11.2 m agl)
fc2_wpl_wc2	mg m-2 s-1	WPL correction for second correction for the covariance of the vertical (w) wind component and carbon dioxide (co2) at level 2 (11.2 m agl)
var_u1_fc	m2 s-2	variance of the streamwise (u) wind component after flux correction at level 1 (6.1 m agl)
var_u2_fc	m2 s-2	variance of the streamwise (u) wind component after flux correction at level 2 (11.2 m agl)
var_v1_fc	m2 s-2	variance of the spanwise (v) wind component after flux correction at level 1 (6.1 m agl)
var_v2_fc	m2 s-2	variance of the spanwise (v) wind component after flux correction at level 2 (11.2 m agl)
var_w1_fc	m2 s-2	variance of the vertical (w) wind component after flux correction at level 1 (6.1 m agl)
var_w2_fc	m2 s-2	variance of the vertical (w) wind component after flux correction at level 2 (11.2 m agl)
var_t1_fc	K2	variance of the temperature after flux correction at level 1 (6.1 m agl)
var_t2_fc	K2	variance of the temperature after flux correction at level 2 (11.2 m agl)
var_h2o2_fc	g2 m-6	variance of the water vapor (h2o) after flux correction at level 2 (11.2 m agl)
var_co22_fc	mg2 m-6	variance of the carbon dioxide (co2) after flux correction at level 2 (11.2 m agl)
ut1_fc	K m s-1	covariance of the streamwise (u) wind component and temperature after flux correction at level 1 (6.1 m agl)
ut2_fc	K m s-1	covariance of the streamwise (u) wind component and temperature after flux correction at level 2 (11.2 m agl)
vt1_fc	K m s-1	covariance of the spanwise (v) wind component and temperature after flux correction at level 1 (6.1 m agl)
vt2_fc	K m s-1	covariance of the spanwise (v) wind component and temperature after flux correction at level 2 (11.2 m agl)
wt1_fc	K m s-1	covariance of the vertical (w) wind component and temperature after flux correction at level 1 (6.1 m agl)
wt2_fc	K m s-1	covariance of the vertical (w) wind component and temperature after flux correction at level 2 (11.2 m agl)
uq2_fc	g m-2 s-1	covariance of the streamwise (u) wind component and specific humidity (q) after flux correction at level 2 (11.2 m agl)
vq2_fc	g m-2 s-1	covariance of the spanwise (v) wind component and specific humidity (q) after flux correction at level 2 (11.2 m agl)
wq2_fc	g m-2 s-1	covariance of the vertical (w) wind component and specific humidity (q) after flux correction at level 2 (11.2 m agl)
uc2_fc	mg m-2 s-1	covariance of the streamwise (u) wind component and carbon dioxide (co2) after flux correction at level 2 (11.2 m agl)
vc2_fc	mg m-2 s-1	covariance of the spanwise (v) wind component and carbon dioxide (co2) after flux correction at level 2 (11.2 m agl)
wc2_fc	mg m-2 s-1	covariance of the vertical (w) wind component and carbon dioxide (co2) after flux correction at level 2 (11.2 m agl)
uw1_fc	m2 s-2	covariance of the streamwise (u) and vertical (w) wind component after flux correction at level 1 (6.1 m agl)
uw2_fc	m2 s-2	covariance of the streamwise (u) and vertical (w) wind component after flux correction at level 2 (11.2 m agl)
vw1_fc	m2 s-2	covariance of the spanwise (v) and vertical (w) wind component after flux correction at level 1 (6.1 m agl)
vw2_fc	m2 s-2	covariance of the spanwise (v) and vertical (w) wind component after flux correction at level 2 (11.2 m agl)
ust1_fc	m s-1	friction velocity after flux correction at level 1 (6.1 m agl)
ust2_fc	m s-1	friction velocity after flux correction at level 2 (11.2 m agl)
zol1_fc	-	dimensionless length parameter (z over L) with z being the height above ground and L being the Monin-Obukhov length after flux correction at level 1 (6.1 m agl)
zol2_fc	-	dimensionless length parameter (z over L) with z being the height above ground and L being the Monin-Obukhov length after flux correction at level 2 (11.2 m agl)
wq_molfrac2_fc	m s-1 mmol mol-1	covariance of the vertical (w) wind component and specific humidity (q) in mol-fraction after flux correction at level 2 (11.2 m agl)
wc_molfrac2_fc	m s-1 mumol mol-1	covariance of the vertical (w) wind component and carbon dioxide (co2) in mol-fraction after flux correction at level 2 (11.2 m agl)
sh1	W m-2	sensibe heat flux from wt1_fc (i.e. detrending, double rotation, and corrections applied), rho, and cp at level 1 (6.1 m agl)
sh2	W m-2	sensibe heat flux from wt2_fc (i.e. detrending, double rotation, and corrections applied), rho, and cp at level 2 (11.2 m agl)
le2	W m-2	laten heat flux from wq1_fc (i.e. detrending, double rotation, and corrections applied) and lv at level 2 (11.2 m agl)
le_molfrac2	W m-2	laten heat flux from wq_molfrac1_fc (i.e. detrending, double rotation, and corrections applied) and lv at level 2 (11.2 m agl)
stat_fw96_var_u1	%	Stationarity test after Foken and Wichura (1997) for the variance of the streamwise wind component u at level 1 (6.1 m agl)
stat_fw96_var_u2	%	Stationarity test after Foken and Wichura (1997) for the variance of the streamwise wind component u at level 2 (11.2 m agl)
stat_fw96_var_v1	%	Stationarity test after Foken and Wichura (1997) for the variance of the spanwise wind component v at level 1 (6.1 m agl)
stat_fw96_var_v2	%	Stationarity test after Foken and Wichura (1997) for the variance of the spanwise wind component v at level 2 (11.2 m agl)
stat_fw96_var_w1	%	Stationarity test after Foken and Wichura (1997) for the variance of the vertical wind component w at level 1 (6.1 m agl)
stat_fw96_var_w2	%	Stationarity test after Foken and Wichura (1997) for the variance of the vertical wind component w at level 2 (11.2 m agl)
stat_fw96_var_t1	%	Stationarity test after Foken and Wichura (1997) for the variance of the sonic temperature at level 1 (6.1 m agl)
stat_fw96_var_t2	%	Stationarity test after Foken and Wichura (1997) for the variance of the sonic temperature at level 2 (11.2 m agl)
stat_fw96_var_h2o2	%	Stationarity test after Foken and Wichura (1997) for the variance of water vapor h2o at level 2 (11.2 m agl)
stat_fw96_var_co22	%	Stationarity test after Foken and Wichura (1997) for the variance of carbon dioxide co2 at level 2 (11.2 m agl)
stat_fw96_uv1	%	Stationarity test after Foken and Wichura (1997) for the covariance of the streamwise (u) and spanwise (v) wind component at level 1 (6.1 m agl)
stat_fw96_uv2	%	Stationarity test after Foken and Wichura (1997) for the covariance of the streamwise (u) and spanwise (v) wind component at level 2 (11.2 m agl)
stat_fw96_uw1	%	Stationarity test after Foken and Wichura (1997) for the covariance of the streamwise (u) and vertical (w) wind component at level 1 (6.1 m agl)
stat_fw96_uw2	%	Stationarity test after Foken and Wichura (1997) for the covariance of the streamwise (u) and vertical (w) wind component at level 2 (11.2 m agl)
stat_fw96_vw1	%	Stationarity test after Foken and Wichura (1997) for the covariance of the spanwise (v) and vertical (w) wind component at level 1 (6.1 m agl)
stat_fw96_vw2	%	Stationarity test after Foken and Wichura (1997) for the covariance of the spanwise (v) and vertical (w) wind component at level 2 (11.2 m agl)
stat_fw96_ut1	%	Stationarity test after Foken and Wichura (1997) for the covariance of the streamwise (u) wind component and temperature at level 1 (6.1 m agl)
stat_fw96_ut2	%	Stationarity test after Foken and Wichura (1997) for the covariance of the streamwise (u) wind component and temperature at level 2 (11.2 m agl)
stat_fw96_vt1	%	Stationarity test after Foken and Wichura (1997) for the covariance of the spanwise (v) wind component and temperature at level 1 (6.1 m agl)
stat_fw96_vt2	%	Stationarity test after Foken and Wichura (1997) for the covariance of the spanwise (v) wind component and temperature at level 2 (11.2 m agl)
stat_fw96_wt1	%	Stationarity test after Foken and Wichura (1997) for the covariance of the vertical (w) wind component and temperature at level 1 (6.1 m agl)
stat_fw96_wt2	%	Stationarity test after Foken and Wichura (1997) for the covariance of the vertical (w) wind component and temperature at level 2 (11.2 m agl)
stat_fw96_uq2	%	Stationarity test after Foken and Wichura (1997) for the covariance of the streamwise (u) wind component and specific humidity (q) at level 2 (11.2 m agl)
stat_fw96_vq2	%	Stationarity test after Foken and Wichura (1997) for the covariance of the spanwise (v) wind component and specific humidity (q) at level 2 (11.2 m agl)
stat_fw96_wq2	%	Stationarity test after Foken and Wichura (1997) for the covariance of the vertical (w) wind component and specific humidity (q) at level 2 (11.2 m agl)
stat_fw96_uc2	%	Stationarity test after Foken and Wichura (1997) for the covariance of the streamwise (u) wind component and carbon dioxide (co2) at level 2 (11.2 m agl)
stat_fw96_vc2	%	Stationarity test after Foken and Wichura (1997) for the covariance of the spanwise (v) wind component and carbon dioxide (co2) at level 2 (11.2 m agl)
stat_fw96_wc2	%	Stationarity test after Foken and Wichura (1997) for the covariance of the vertical (w) wind component and carbon dioxide (co2) at level 2 (11.2 m agl)
ucty_w73_var_u1	-	Uncertainty test after Wyngaard (1973) and Stiperski and Rotach (2016) for the variance of the streamwise wind component u at level 1 (6.1 m agl)
ucty_w73_var_v1	-	Uncertainty test after Wyngaard (1973) and Stiperski and Rotach (2016) for the variance of the spanwise wind component v at level 1 (6.1 m agl)
ucty_w73_var_w1	-	Uncertainty test after Wyngaard (1973) and Stiperski and Rotach (2016) for the variance of the vertical wind component w at level 1 (6.1 m agl)
ucty_w73_var_t1	-	Uncertainty test after Wyngaard (1973) and Stiperski and Rotach (2016) for the variance of the sonic temperature at level 1 (6.1 m agl)
ucty_w73_uv1	-	Uncertainty test after Wyngaard (1973) and Stiperski and Rotach (2016) for the covariance of the streamwise (u) and spanwise (v) wind component at level 1 (6.1 m agl)
ucty_w73_uw1	-	Uncertainty test after Wyngaard (1973) and Stiperski and Rotach (2016) for the covariance of the streamwise (u) and vertical (w) wind component at level 1 (6.1 m agl)
ucty_w73_vw1	-	Uncertainty test after Wyngaard (1973) and Stiperski and Rotach (2016) for the covariance of the spanwise (v) and vertical (w) wind component at level 1 (6.1 m agl)
ucty_w73_ut1	-	Uncertainty test after Wyngaard (1973) and Stiperski and Rotach (2016) for the covariance of the streamwise (u) wind component and temperature at level 1 (6.1 m agl)
ucty_w73_vt1	-	Uncertainty test after Wyngaard (1973) and Stiperski and Rotach (2016) for the covariance of the spanwise (v) wind component and temperature at level 1 (6.1 m agl)
ucty_w73_wt1	-	Uncertainty test after Wyngaard (1973) and Stiperski and Rotach (2016) for the covariance of the vertical (w) wind component and temperature at level 1 (6.1 m agl)
ucty_w73_var_u2	-	Uncertainty test after Wyngaard (1973) and Stiperski and Rotach (2016) for the variance of the streamwise wind component u at level 2 (11.2 m agl)
ucty_w73_var_v2	-	Uncertainty test after Wyngaard (1973) and Stiperski and Rotach (2016) for the variance of the spanwise wind component v at level 2 (11.2 m agl)
ucty_w73_var_w2	-	Uncertainty test after Wyngaard (1973) and Stiperski and Rotach (2016) for the variance of the vertical wind component w at level 2 (11.2 m agl)
ucty_w73_var_t2	-	Uncertainty test after Wyngaard (1973) and Stiperski and Rotach (2016) for the variance of the sonic temperature at level 2 (11.2 m agl)
ucty_w73_var_h2o2	-	Uncertainty test after Wyngaard (1973) and Stiperski and Rotach (2016) for the variance of water vapor h2o at level 2 (11.2 m agl)
ucty_w73_var_co22	-	Uncertainty test after Wyngaard (1973) and Stiperski and Rotach (2016) for the variance of carbon dioxide co2 at level 2 (11.2 m agl)
ucty_w73_uv2	-	Uncertainty test after Wyngaard (1973) and Stiperski and Rotach (2016) for the covariance of the streamwise (u) and spanwise (v) wind component at level 2 (11.2 m agl)
ucty_w73_uw2	-	Uncertainty test after Wyngaard (1973) and Stiperski and Rotach (2016) for the covariance of the streamwise (u) and vertical (w) wind component at level 2 (11.2 m agl)
ucty_w73_vw2	-	Uncertainty test after Wyngaard (1973) and Stiperski and Rotach (2016) for the covariance of the spanwise (v) and vertical (w) wind component at level 2 (11.2 m agl)
ucty_w73_ut2	-	Uncertainty test after Wyngaard (1973) and Stiperski and Rotach (2016) for the covariance of the streamwise (u) wind component and temperature at level 2 (11.2 m agl)
ucty_w73_vt2	-	Uncertainty test after Wyngaard (1973) and Stiperski and Rotach (2016) for the covariance of the spanwise (v) wind component and temperature at level 2 (11.2 m agl)
ucty_w73_wt2	-	Uncertainty test after Wyngaard (1973) and Stiperski and Rotach (2016) for the covariance of the vertical (w) wind component and temperature at level 2 (11.2 m agl)
ucty_w73_uq2	-	Uncertainty test after Wyngaard (1973) and Stiperski and Rotach (2016) for the covariance of the streamwise (u) wind component and specific humidity (q) at level 2 (11.2 m agl)
ucty_w73_vq2	-	Uncertainty test after Wyngaard (1973) and Stiperski and Rotach (2016) for the covariance of the spanwise (v) wind component and specific humidity (q) at level 2 (11.2 m agl)
ucty_w73_wq2	-	Uncertainty test after Wyngaard (1973) and Stiperski and Rotach (2016) for the covariance of the vertical (w) wind component and specific humidity (q) at level 2 (11.2 m agl)
ucty_w73_uc2	-	Uncertainty test after Wyngaard (1973) and Stiperski and Rotach (2016) for the covariance of the streamwise (u) wind component and carbon dioxide (co2) at level 2 (11.2 m agl)
ucty_w73_vc2	-	Uncertainty test after Wyngaard (1973) and Stiperski and Rotach (2016) for the covariance of the spanwise (v) wind component and carbon dioxide (co2) at level 2 (11.2 m agl)
ucty_w73_wc2	-	Uncertainty test after Wyngaard (1973) and Stiperski and Rotach (2016) for the covariance of the vertical (w) wind component and carbon dioxide (co2) at level 2 (11.2 m agl)
Quality flags	-	All quality flags below are defined as followed: -1: unphysical data 0: physical data 1: also absolute value of skewness smaller 2 and kurtosis smaller than 8 2: also stationarity smaller 30% and uncertainty test smaller 0.5
qcflag_var_u1	-	Quality flag for the variance of the streamwise wind component u at level 1 (6.1 m agl)
qcflag_var_u2	-	Quality flag for the variance of the streamwise wind component u at level 2 (11.2 m agl)
qcflag_var_v1	-	Quality flag for the variance of the spanwise wind component v at level 1 (6.1 m agl)
qcflag_var_v2	-	Quality flag for the variance of the spanwise wind component v at level 2 (11.2 m agl)
qcflag_var_w1	-	Quality flag for the variance of the vertical wind component w at level 1 (6.1 m agl)
qcflag_var_w2	-	Quality flag for the variance of the vertical wind component w at level 2 (11.2 m agl)
qcflag_uv1	-	Quality flag for the covariance of the streamwise (u) and spanwise (v) wind component at level 1 (6.1 m agl)
qcflag_uv2	-	Quality flag for the covariance of the streamwise (u) and spanwise (v) wind component at level 2 (11.2 m agl)
qcflag_uw1	-	Quality flag for the covariance of the streamwise (u) and vertical (w) wind component at level 1 (6.1 m agl)
qcflag_uw2	-	Quality flag for the covariance of the streamwise (u) and vertical (w) wind component at level 2 (11.2 m agl)
qcflag_vw1	-	Quality flag for the covariance of the spanwise (v) and vertical (w) wind component at level 1 (6.1 m agl)
qcflag_vw2	-	Quality flag for the covariance of the spanwise (v) and vertical (w) wind component at level 2 (11.2 m agl)
qcflag_var_t1	-	Quality flag for the variance of temperature at level 1 (6.1 m agl)
qcflag_var_t2	-	Quality flag for the variance of temperature at level 2 (11.2 m agl)
qcflag_ut1	-	Quality flag for the covariance of the streamwise (u) wind component and temperature at level 1 (6.1 m agl)
qcflag_ut2	-	Quality flag for the covariance of the streamwise (u) wind component and temperature at level 2 (11.2 m agl)
qcflag_vt1	-	Quality flag for the covariance of the spanwise (v) wind component and temperature at level 1 (6.1 m agl)
qcflag_vt2	-	Quality flag for the covariance of the spanwise (v) wind component and temperature at level 2 (11.2 m agl)
qcflag_wt1	-	Quality flag for the covariance of the vertical (w) wind component and temperature at level 1 (6.1 m agl)
qcflag_wt2	-	Quality flag for the covariance of the vertical (w) wind component and temperature at level 2 (11.2 m agl)
qcflag_var_e1	-	Quality flag for the variance of turbulent kinetic energy at level 1 (6.1 m agl)
qcflag_var_e2	-	Quality flag for the variance of turbulent kinetic energy at level 2 (11.2 m agl)
qcflag_ust1	-	Quality flag for the friction velocity at level 1 (6.1 m agl)
qcflag_ust2	-	Quality flag for the friction velocity at level 2 (11.2 m agl)
qcflag_zol1	-	Quality flag for z over L with z being the height above ground and L being the Monin-Obukhov length at level 1 (6.1 m agl)
qcflag_zol2	-	Quality flag for z over L with z being the height above ground and L being the Monin-Obukhov length at level 2 (11.2 m agl)
qcflag_var_h2o2	-	Quality flag for the variance of water vapor (h2o) at level 2 (11.2 m agl)
qcflag_uq2	-	Quality flag for the covariance of the streamwise (u) wind component and specific humidity (q) after flux correction at level 2 (11.2 m agl)
qcflag_vq2	-	Quality flag for the covariance of the spanwise (v) wind component and specific humidity (q) after flux correction at level 2 (11.2 m agl)
qcflag_wq2	-	Quality flag for the covariance of the vertical (w) wind component and specific humidity (q) after flux correction at level 2 (11.2 m agl)
qcflag_var_co22	-	Quality flag for the variance of carbon dioxide (co2) at level 2 (11.2 m agl)
qcflag_uc2	-	Quality flag for the covariance of the streamwise (u) wind component and carbon dioxide (co2) after flux correction at level 2 (11.2 m agl)
qcflag_vc2	-	Quality flag for the covariance of the spanwise (v) wind component and carbon dioxide (co2) after flux correction at level 2 (11.2 m agl)
qcflag_wc2	-	Quality flag for the covariance of the vertical (w) wind component and carbon dioxide (co2) after flux correction at level 2 (11.2 m agl)
qcflag_all1_fc	-	Quality flag for all variables after the flux correction at level 1 (6.1 m agl)
qcflag_all2_fc	-	Quality flag for all variables after the flux correction at level 2 (11.2 m agl)
qcflag_var_t2_fc	-	Quality flag for the variance of temperature after the flux correction at level 2 (11.2 m agl)
qcflag_var_t1_fc	-	Quality flag for the variance of temperature after the flux correction at level 1 (6.1 m agl) including cross-dependency on w’q’

## 103 Eggen
Parameter name	Unit	Description

Date/Time	-	Date and Time in UTC
nmiss_sonic1	-	missing data points per averaging period for the sonic anemometer at level 1 (6.8 m agl)
nmiss_gas1	-	missing data points per averaging period for the gas analyzer at level 1 (6.8 m agl)
nflag_sonic1	-	data points when sonic anemometer flag is set per averaging period at level 1 (6.8 m agl)
nflag_gas1	-	data points when gas analyzer flag is set per averaging period at level 1 (6.8 m agl)
nlim_u1	-	number of data points exceeding physical limits for the sonic u-component at level 1 (6.8 m agl)
nlim_v1	-	number of data points exceeding physical limits for the sonic v-component at level 1 (6.8 m agl)
nlim_w1	-	number of data points exceeding physical limits for the sonic w-component at level 1 (6.8 m agl)
nlim_t1	-	number of data points exceeding physical limits for the sonic temperature at level 1 (6.8 m agl)
nlim_h2o1	-	number of data points exceeding physical limits for water vapor h2o at level 1 (6.8 m agl)
nlim_co21	-	number of data points exceeding physical limits for carbon dioxide co2 at level 1 (6.8 m agl)
nspk_u1	-	Number of spikes within averaging period (exceeding 3.5 times standard deviation) for the sonic u-component at level 1 (6.8 m agl)
nspk_v1	-	Number of spikes within averaging period (exceeding 3.5 times standard deviation) for the sonic v-component at level 1 (6.8 m agl)
nspk_w1	-	Number of spikes within averaging period (exceeding 3.5 times standard deviation) for the sonic w-component at level 1 (6.8 m agl)
nspk_t1	-	Number of spikes within averaging period (exceeding 3.5 times standard deviation) for the sonic temperature at level 1 (6.8 m agl)
nspk_h2o1	-	Number of spikes within averaging period (exceeding 3.5 times standard deviation) for water vapor h2o at level 1 (6.8 m agl)
nspk_co21	-	Number of spikes within averaging period (exceeding 3.5 times standard deviation) for carbon dioxide co2 at level 1 (6.8 m agl)
nwdir_sonic1	-	Data points from within specified wind direction range around the mounting structure at level 1 (6.8 m agl)
nbad_u1	-	Sum of missing data, data flagged by the instrument, data exceeding physical limits, and spikes for the sonic u-component at level 1 (6.8 m agl)
nbad_v1	-	Sum of missing data, data flagged by the instrument, data exceeding physical limits, and spikes for the sonic v-component at level 1 (6.8 m agl)
nbad_w1	-	Sum of missing data, data flagged by the instrument, data exceeding physical limits, and spikes for the sonic w-component at level 1 (6.8 m agl)
nbad_t1	-	Sum of missing data, data flagged by the instrument, data exceeding physical limits, and spikes for the sonic temperature at level 1 (6.8 m agl)
nbad_h2o1	-	Sum of missing data, data flagged by the instrument, data exceeding physical limits, and spikes for water vapor h2o at level 1 (6.8 m agl)
nbad_co21	-	Sum of missing data, data flagged by the instrument, data exceeding physical limits, and spikes for carbon dioxide co2 at level 1 (6.8 m agl)
mean_u1_unrot	m s-1	Mean value of the sonic u-component before double rotation, hence, unrotated at level 1 (6.8 m agl)
mean_v1_unrot	m s-1	Mean value of the sonic v-component before double rotation, hence, unrotated at level 1 (6.8 m agl)
mean_w1_unrot	m s-1	Mean value of the sonic w-component before double rotation, hence, unrotated at level 1 (6.8 m agl)
wdir1	deg	Mean wind direction at level 1 (6.8 m agl)
rot_alpha1	deg	First rotation angle for double rotation (alpha) at level 1 (6.8 m agl)
rot_beta1	deg	Second rotation angle for double rotation (beta) at level 1 (6.8 m agl)
tlag_var_h2o1	s	temporal lag between sonic and gas analyzer removed for water vapor h2o at level 1 (6.8 m agl)
tlag_var_co21	s	temporal lag between sonic and gas analyzer removed for carbon dioxide co2 at level 1 (6.8 m agl)
mean_u1	m s-1	mean value of the double rotated streamwise wind component u, hence, vector averaged wind speed at level 1 (6.8 m agl)
mean_v1	m s-1	mean value of the double rotated spanwise wind component v at level 1 (6.8 m agl) – should be close to zero due to double rotation
mean_w1	m s-1	mean value of the double rotated vertical wind component w at level 1 (6.8 m agl) – should be close to zero due to double rotation
mean_t1	degC	mean value of the sonic temperature at level 1 (6.8 m agl)
mean_spd1	m s-1	scalar average of the wind speed at level 1 (6.8 m agl) – square root of the sum of the squared mean_u1_unrot, squared mean_v1_unrot, and squared mean_w1_unrot
mean_h2o1	g m-3	Mean water vapor concentration at level 1 (6.8 m agl)
mean_co21	mg m-3	Mean carbon dioxide co2 concentration at level 1 (6.8 m agl)
mean_u1_flt	m s-1	Mean fluctuation of the streamwise wind component u after detrending at level 1 (6.8 m agl)
mean_v1_flt	m s-1	Mean fluctuation of the spanwise wind component v after detrending at level 1 (6.8 m agl)
mean_w1_flt	m s-1	Mean fluctuation of the vertical wind component w after detrending at level 1 (6.8 m agl)
mean_t1_flt	degC	Mean fluctuation of the temperature after detrending at level 1 (6.8 m agl)
mean_spd1_flt	m s-1	Mean fluctuation of the scalar average of the wind speed after detrending at level 1 (6.8 m agl)
mean_e1_flt	m2 s-2	Mean fluctuation of the turbulent kinetic energy after detrending at level 1 (6.8 m agl)
mean_h2o1_flt	g m-3	Mean fluctuation of the water vapor h2o after detrending at level 1 (6.8 m agl)
mean_co21_flt	mg m-3	Mean fluctuation of the cabron dioxide co2 after detrending at level 1 (6.8 m agl)
var_u1	m2 s-2	Variance of the streamwise wind component u at level 1 (6.8 m agl)
var_v1	m2 s-2	Variance of the spanwise wind component v at level 1 (6.8 m agl)
var_w1	m2 s-2	Variance of the vertical wind component w at level 1 (6.8 m agl)
var_t1	K2	Variance of the sonic temperature at level 1 (6.8 m agl)
var_spd1	m2 s-2	Variance of the vector averaged horizontal wind speed at level 1 (6.8 m agl)
var_e1	m4 s-4	Variance of the turbulent kinetic energy at level 1 (6.8 m agl)
var_h2o1	g2 m-6	Variance of water vapor h2o at level 1 (6.8 m agl)
var_co21	mg2 m-6	Variance of carbon dioxide co2 at level 1 (6.8 m agl)
skew_u1	-	Skewness of the streamwise wind component u at level 1 (6.8 m agl)
skew_v1	-	Skewness of the spanwise wind component v at level 1 (6.8 m agl)
skew_w1	-	Skewness of the vertical wind component w at level 1 (6.8 m agl)
skew_t1	-	Skewness of the sonic temperature at level 1 (6.8 m agl)
skew_spd1	-	Skewness of the vector averaged horizontal wind speed at level 1 (6.8 m agl)
skew_e1	-	Skewness of the turbulent kinetic energy at level 1 (6.8 m agl)
skew_h2o1	-	Skewness of water vapor h2o at level 1 (6.8 m agl)
skew_co21	-	Skewness of carbon dioxide co2 at level 1 (6.8 m agl)
kurt_u1	-	Kurtosis of the streamwise wind component u at level 1 (6.8 m agl)
kurt_v1	-	Kurtosis of the spanwise wind component v at level 1 (6.8 m agl)
kurt_w1	-	Kurtosis of the vertical wind component w at level 1 (6.8 m agl)
kurt_t1	-	Kurtosis of the sonic temperature at level 1 (6.8 m agl)
kurt_spd1	-	Kurtosis of the vector averaged horizontal wind speed at level 1 (6.8 m agl)
kurt_e1	-	Kurtosis of the turbulent kinetic energy at level 1 (6.8 m agl)
kurt_h2o1	-	Kurtosis of water vapor h2o at level 1 (6.8 m agl)
kurt_co21	-	Kurtosis of carbon dioxide co2 at level 1 (6.8 m agl)
uv1	m2 s-2	covariance of the streamwise (u) and spanwise (v) wind component at level 1 (6.8 m agl)
uw1	m2 s-2	covariance of the streamwise (u) and vertical (w) wind component at level 1 (6.8 m agl)
vw1	m2 s-2	covariance of the spanwise (v) and vertical (w) wind component at level 1 (6.8 m agl)
ut1	K m s-1	covariance of the streamwise (u) wind component and temperature at level 1 (6.8 m agl)
vt1	K m s-1	covariance of the spanwise (v) wind component and temperature at level 1 (6.8 m agl)
wt1	K m s-1	covariance of the vertical (w) wind component and temperature at level 1 (6.8 m agl)
ue1	m3 s-3	covariance of the streamwise (u) wind component and turbulent kinetic energy at level 1 (6.8 m agl)
ve1	m3 s-3	covariance of the spanwise (v) wind component and turbulent kinetic energy at level 1 (6.8 m agl)
we1	m3 s-3	covariance of the vertical (w) wind component and turbulent kinetic energy at level 1 (6.8 m agl)
uq1	g m-2 s-1	covariance of the streamwise (u) wind component and specific humidity (q) at level 1 (6.8 m agl)
vq1	g m-2 s-1	covariance of the spanwise (v) wind component and specific humidity (q) at level 1 (6.8 m agl)
wq1	g m-2 s-1	covariance of the vertical (w) wind component and specific humidity (q) at level 1 (6.8 m agl)
tq1	K g m-3	covariance of temperature and specific humidity (q) at level 1 (6.8 m agl)
uc1	mg m-2 s-1	covariance of the streamwise (u) wind component and carbon dioxide (co2) at level 1 (6.8 m agl)
vc1	mg m-2 s-1	covariance of the spanwise (v) wind component and carbon dioxide (co2) at level 1 (6.8 m agl)
wc1	mg m-2 s-1	covariance of the vertical (w) wind component and carbon dioxide (co2) at level 1 (6.8 m agl)
wq_molfrac1	m s-1 mmol mol-1	covariance of the vertical (w) wind component and specific humidity (q) in mol-fraction at level 1 (6.8 m agl)
wc_molfrac1	m s-1 mumol mol-1	covariance of the vertical (w) wind component and carbon dioxide (co2) in mol-fraction at level 1 (6.8 m agl)
uvw1	m3 s-3	3rd order moment of the streamwise (u), spanwise (v), and vertical (w) wind component at level 1 (6.8 m agl)
uuv1	m3 s-3	3rd order moment of the streamwise (u), streamwise (u), and spanwise (v) wind component at level 1 (6.8 m agl)
uvv1	m3 s-3	3rd order moment of the streamwise (u), spanwise (v), and spanwise (v) wind component at level 1 (6.8 m agl)
uuw1	m3 s-3	3rd order moment of the streamwise (u), streamwise (u), and vertical (w) wind component at level 1 (6.8 m agl)
uww1	m3 s-3	3rd order moment of the streamwise (u), vertical (w), and vertical (w) wind component at level 1 (6.8 m agl)
vvw1	m3 s-3	3rd order moment of the spanwise (v), spanwise (v), and vertical (w) wind component at level 1 (6.8 m agl)
vww1	m3 s-3	3rd order moment of the spanwise (v), vertical (w), and vertical (w) wind component at level 1 (6.8 m agl)
uvt1	K m2 s-2	3rd order moment of the streamwise (u), spanwise (v) wind component and temperature at level 1 (6.8 m agl)
uwt1	K m2 s-2	3rd order moment of the streamwise (u), vertical (w) wind component and temperature at level 1 (6.8 m agl)
vwt1	K m2 s-2	3rd order moment of the spanwise (v), vertical (w) wind component and temperature at level 1 (6.8 m agl)
utt1	K2 m s-1	3rd order moment of the streamwise (u) wind component, temperature, and temperature at level 1 (6.8 m agl)
uut1	K m2 s-2	3rd order moment of the streamwise (u), streamwise (u) wind component, and temperature at level 1 (6.8 m agl)
vtt1	K2 m s-1	3rd order moment of the spanwise (v) wind component, temperature, and temperature at level 1 (6.8 m agl)
vvt1	K m2 s-2	3rd order moment of the spanwise (v), spanwise (v) wind component, and temperature at level 1 (6.8 m agl)
wtt1	K2 m s-1	3rd order moment of the vertical (w) wind component, temperature, and temperature at level 1 (6.8 m agl)
wwt1	K m2 s-2	3rd order moment of the vertical (w), vertical (w) wind component, and temperature at level 1 (6.8 m agl)
uvq1	g m-1 s-2	3rd order moment of the streamwise (u), spanwise (v) wind component and specific humidity (q) at level 1 (6.8 m agl)
uwq1	g m-1 s-2	3rd order moment of the streamwise (u), vertical (w) wind component and specific humidity (q) at level 1 (6.8 m agl)
vwq1	g m-1 s-2	3rd order moment of the spanwise (v), vertical (w) wind component and specific humidity (q) at level 1 (6.8 m agl)
uqq1	g2 m-5 s-1	3rd order moment of the streamwise (u) wind component, specific humidity (q), and specific humidity (q) at level 1 (6.8 m agl)
uuq1	g m-1 s-2	3rd order moment of the streamwise (u), streamwise (u) wind component and specific humidity (q) at level 1 (6.8 m agl)
vqq1	g2 m-5 s-1	3rd order moment of the spanwise (v) wind component, specific humidity (q), and specific humidity (q) at level 1 (6.8 m agl)
vvq1	g m-1 s-2	3rd order moment of the spanwise (v), spanwise (v) wind component and specific humidity (q) at level 1 (6.8 m agl)
wqq1	g2 m-5 s-1	3rd order moment of the vertical (w) wind component, specific humidity (q), and specific humidity (q) at level 1 (6.8 m agl)
wwq1	g m-1 s-2	3rd order moment of the vertical (w), vertical (w) wind component and specific humidity (q) at level 1 (6.8 m agl)
uvc1	mg m-1 s-2	3rd order moment of the streamwise (u), spanwise (v) wind component and carbon dioxide (co2) at level 1 (6.8 m agl)
uwc1	mg m-1 s-2	3rd order moment of the streamwise (u), vertical (w) wind component and carbon dioxide (co2) at level 1 (6.8 m agl)
vwc1	mg m-1 s-2	3rd order moment of the spanwise (v), vertical (w) wind component and carbon dioxide (co2) at level 1 (6.8 m agl)
ucc1	mg2 m-5 s-1	3rd order moment of the streamwise (u) wind component, carbon dioxide (co2), and carbon dioxide (co2) at level 1 (6.8 m agl)
uuc1	mg m-1 s-2	3rd order moment of the streamwise (u), streamwise (u) wind component and carbon dioxide (co2) at level 1 (6.8 m agl)
vcc1	mg2 m-5 s-1	3rd order moment of the spanwise (v) wind component, carbon dioxide (co2), and carbon dioxide (co2) at level 1 (6.8 m agl)
vvc1	mg m-1 s-2	3rd order moment of the spanwise (v), spanwise (v) wind component and carbon dioxide (co2) at level 1 (6.8 m agl)
wcc1	mg2 m-5 s-1	3rd order moment of the vertical (w) wind component, carbon dioxide (co2), and carbon dioxide (co2) at level 1 (6.8 m agl)
wwc1	mg m-1 s-2	3rd order moment of the vertical (w), vertical (w) wind component and carbon dioxide (co2) at level 1 (6.8 m agl)
lf_p1	Pa	Low-frequency pressure adjusted to measurement height at level 1 (6.8 m agl)
lf_t1	K	Low-frequency temperature adjusted to measurement height at level 1 (6.8 m agl)
lf_q1	kg kg-1	Low-frequency specific humidity adjusted to measurement height at level 1 (6.8 m agl)
rho1	kg m-3	Low-frequency air density adjusted to measurement height at level 1 (6.8 m agl)
cp1	J kg-1 K-1	Low-frequency specific heat of moist air from specific humidity at level 1 (6.8 m agl)
lv1	J kg-1	Low-frequency enthalpy of vaporization adjusted to measurement height at level 1 (6.8 m agl)
swout	W m-2	Averaged outgoing shortwave radiation away from the surface (approx. 2.0 m agl)
swin	W m-2	Averaged incoming shortwave radiation towards the surface (approx. 2.0 m agl)
lwout	W m-2	Averaged outgoing longwave radiation away from the surface (approx. 2.0 m agl)
lwin	W m-2	Averaged incoming longwave radiation towards the surface (approx. 2.0 m agl)
zd	m	zero-plane displacement height
ust1	m s-1	friction velocity at level 1 (6.8 m agl); detrending and corrections applied
zol1	-	dimensionless length parameter (z over L) with z being the height above ground and L being the Monin-Obukhov length at level 1 (6.8 m agl); detrending and corrections applied
fc1_frc_var_t1	-	frequency response correction factor for first correction for the variance of the temperature at level 1 (6.8 m agl)
fc1_frc_var_w1	-	frequency response correction factor for first correction for the variance of the vertical (w) wind component at level 1 (6.8 m agl)
fc1_frc_var_u1	-	frequency response correction factor for first correction for the variance of the streamwise (u) wind component at level 1 (6.8 m agl)
fc1_frc_var_v1	-	frequency response correction factor for first correction for the variance of the spanwise (v) wind component at level 1 (6.8 m agl)
fc1_frc_wt1	-	frequency response correction factor for first correction for the covariance of the vertical (w) wind component and temperature at level 1 (6.8 m agl)
fc1_frc_ut1	-	frequency response correction factor for first correction for the covariance of the streamwise (u) wind component and temperature at level 1 (6.8 m agl)
fc1_frc_vt1	-	frequency response correction factor for first correction for the covariance of the spanwise (v) wind component and temperature at level 1 (6.8 m agl)
fc1_frc_uw1	-	frequency response correction factor for first correction for the covariance of the streamwise (u) and vertical (w) wind component at level 1 (6.8 m agl)
fc1_frc_vw1	-	frequency response correction factor for first correction for the covariance of the spanwise (v) and vertical (w) wind component at level 1 (6.8 m agl)
fc1_frc_var_h2o1	-	frequency response correction factor for first correction for the variance of the water vapor (h2o) at level 1 (6.8 m agl)
fc1_frc_wq1	-	frequency response correction factor for first correction for the covariance of the vertical (w) wind component and specific humidity (q) at level 1 (6.8 m agl)
fc1_frc_uq1	-	frequency response correction factor for first correction for the covariance of the streamwise (u) wind component and specific humidity (q) at level 1 (6.8 m agl)
fc1_frc_vq1	-	frequency response correction factor for first correction for the covariance of the spanwise (v) wind component and specific humidity (q) at level 1 (6.8 m agl)
fc1_frc_var_co21	-	frequency response correction factor for first correction for the variance of the carbon dioxide (co2) at level 1 (6.8 m agl)
fc1_frc_wc1	-	frequency response correction factor for first correction for the covariance of the vertical (w) wind component and carbon dioxide (co2) at level 1 (6.8 m agl)
fc1_frc_uc1	-	frequency response correction factor for first correction for the covariance of the streamwise (u) wind component and carbon dioxide (co2) at level 1 (6.8 m agl)
fc1_frc_vc1	-	frequency response correction factor for first correction for the covariance of the spanwise (v) wind component and carbon dioxide (co2) at level 1 (6.8 m agl)
fc1_snd_wt1	K m s-1	Sonic heat flux (snd) correction for first correction for the covariance of the vertical (w) wind component and temperature at level 1 (6.8 m agl)
fc1_snd_var_t1	K2	Sonic heat flux (snd) correction for first correction for the variance of temperature at level 1 (6.8 m agl)
fc1_wpl_wq1	g m-2 s-1	WPL correction for first correction for the covariance of the vertical (w) wind component and specific humidity (q) at level 1 (6.8 m agl)
fc1_wpl_wc1	mg m-2 s-1	WPL correction for first correction for the covariance of the vertical (w) wind component and carbon dioxide (co2) at level 1 (6.8 m agl)
fc1_oxy_wq1	-	first oxygen correction factor for the covariance of the vertical (w) wind component and specific humidity (q) at level 1 (6.8 m agl)
fc2_oxy_wq1	-	second oxygen correction factor for the covariance of the vertical (w) wind component and specific humidity (q) at level 1 (6.8 m agl)
fc2_frc_var_t1	-	frequency response correction factor for second correction for the variance of the temperature at level 1 (6.8 m agl)
fc2_frc_var_w1	-	frequency response correction factor for second correction for the variance of the vertical (w) wind component at level 1 (6.8 m agl)
fc2_frc_var_u1	-	frequency response correction factor for second correction for the variance of the streamwise (u) wind component at level 1 (6.8 m agl)
fc2_frc_var_v1	-	frequency response correction factor for second correction for the variance of the spanwise (v) wind component at level 1 (6.8 m agl)
fc2_frc_wt1	-	frequency response correction factor for second correction for the covariance of the vertical (w) wind component and temperature at level 1 (6.8 m agl)
fc2_frc_ut1	-	frequency response correction factor for second correction for the covariance of the streamwise (u) wind component and temperature at level 1 (6.8 m agl)
fc2_frc_vt1	-	frequency response correction factor for second correction for the covariance of the spanwise (v) wind component and temperature at level 1 (6.8 m agl)
fc2_frc_uw1	-	frequency response correction factor for second correction for the covariance of the streamwise (u) and vertical (w) wind component at level 1 (6.8 m agl)
fc2_frc_vw1	-	frequency response correction factor for second correction for the covariance of the spanwise (v) and vertical (w) wind component at level 1 (6.8 m agl)
fc2_frc_var_h2o1	-	frequency response correction factor for second correction for the variance of the water vapor (h2o) at level 1 (6.8 m agl)
fc2_frc_wq1	-	frequency response correction factor for second correction for the covariance of the vertical (w) wind component and specific humidity (q) at level 1 (6.8 m agl)
fc2_frc_uq1	-	frequency response correction factor for second correction for the covariance of the streamwise (u) wind component and specific humidity (q) at level 1 (6.8 m agl)
fc2_frc_vq1	-	frequency response correction factor for second correction for the covariance of the spanwise (v) wind component and specific humidity (q) at level 1 (6.8 m agl)
fc2_frc_var_co21	-	frequency response correction factor for second correction for the variance of the carbon dioxide (co2) at level 1 (6.8 m agl)
fc2_frc_wc1	-	frequency response correction factor for second correction for the covariance of the vertical (w) wind component and carbon dioxide (co2) at level 1 (6.8 m agl)
fc2_frc_uc1	-	frequency response correction factor for second correction for the covariance of the streamwise (u) wind component and carbon dioxide (co2) at level 1 (6.8 m agl)
fc2_frc_vc1	-	frequency response correction factor for second correction for the covariance of the spanwise (v) wind component and carbon dioxide (co2) at level 1 (6.8 m agl)
fc2_snd_wt1	K m s-1	Sonic heat flux (snd) correction for second correction for the covariance of the vertical (w) wind component and temperature at level 1 (6.8 m agl)
fc2_snd_var_t1	K2	Sonic heat flux (snd) correction for second correction for the variance of temperature at level 1 (6.8 m agl)
fc2_wpl_wq1	g m-2 s-1	WPL correction for second correction for the covariance of the vertical (w) wind component and specific humidity (q) at level 1 (6.8 m agl)
fc2_wpl_wc1	mg m-2 s-1	WPL correction for second correction for the covariance of the vertical (w) wind component and carbon dioxide (co2) at level 1 (6.8 m agl)
var_u1_fc	m2 s-2	variance of the streamwise (u) wind component after flux correction at level 1 (6.8 m agl)
var_v1_fc	m2 s-2	variance of the spanwise (v) wind component after flux correction at level 1 (6.8 m agl)
var_w1_fc	m2 s-2	variance of the vertical (w) wind component after flux correction at level 1 (6.8 m agl)
var_t1_fc	K2	variance of the temperature after flux correction at level 1 (6.8 m agl)
var_h2o1_fc	g2 m-6	variance of the water vapor (h2o) after flux correction at level 1 (6.8 m agl)
var_co21_fc	mg2 m-6	variance of the carbon dioxide (co2) after flux correction at level 1 (6.8 m agl)
ut1_fc	K m s-1	covariance of the streamwise (u) wind component and temperature after flux correction at level 1 (6.8 m agl)
vt1_fc	K m s-1	covariance of the spanwise (v) wind component and temperature after flux correction at level 1 (6.8 m agl)
wt1_fc	K m s-1	covariance of the vertical (w) wind component and temperature after flux correction at level 1 (6.8 m agl)
uq1_fc	g m-2 s-1	covariance of the streamwise (u) wind component and specific humidity (q) after flux correction at level 1 (6.8 m agl)
vq1_fc	g m-2 s-1	covariance of the spanwise (v) wind component and specific humidity (q) after flux correction at level 1 (6.8 m agl)
wq1_fc	g m-2 s-1	covariance of the vertical (w) wind component and specific humidity (q) after flux correction at level 1 (6.8 m agl)
uc1_fc	mg m-2 s-1	covariance of the streamwise (u) wind component and carbon dioxide (co2) after flux correction at level 1 (6.8 m agl)
vc1_fc	mg m-2 s-1	covariance of the spanwise (v) wind component and carbon dioxide (co2) after flux correction at level 1 (6.8 m agl)
wc1_fc	mg m-2 s-1	covariance of the vertical (w) wind component and carbon dioxide (co2) after flux correction at level 1 (6.8 m agl)
uw1_fc	m2 s-2	covariance of the streamwise (u) and vertical (w) wind component after flux correction at level 1 (6.8 m agl)
vw1_fc	m2 s-2	covariance of the spanwise (v) and vertical (w) wind component after flux correction at level 1 (6.8 m agl)
ust1_fc	m s-1	friction velocity after flux correction at level 1 (6.8 m agl)
zol1_fc	-	dimensionless length parameter (z over L) with z being the height above ground and L being the Monin-Obukhov length after flux correction at level 1 (6.8 m agl)
wq_molfrac1_fc	m s-1 mmol mol-1	covariance of the vertical (w) wind component and specific humidity (q) in mol-fraction after flux correction at level 1 (6.8 m agl)
wc_molfrac1_fc	m s-1 mumol mol-1	covariance of the vertical (w) wind component and carbon dioxide (co2) in mol-fraction after flux correction at level 1 (6.8 m agl)
sh1	W m-2	sensibe heat flux from wt1_fc (i.e. detrending, double rotation, and corrections applied), rho, and cp at level 1 (6.8 m agl)
le1	W m-2	laten heat flux from wq1_fc (i.e. detrending, double rotation, and corrections applied) and lv at level 1 (6.8 m agl)
le_molfrac1	W m-2	laten heat flux from wq_molfrac1_fc (i.e. detrending, double rotation, and corrections applied) and lv at level 1 (6.8 m agl)
stat_fw96_var_u1	%	Stationarity test after Foken and Wichura (1997) for the variance of the streamwise wind component u at level 1 (6.8 m agl)
stat_fw96_var_v1	%	Stationarity test after Foken and Wichura (1997) for the variance of the spanwise wind component v at level 1 (6.8 m agl)
stat_fw96_var_w1	%	Stationarity test after Foken and Wichura (1997) for the variance of the vertical wind component w at level 1 (6.8 m agl)
stat_fw96_var_t1	%	Stationarity test after Foken and Wichura (1997) for the variance of the sonic temperature at level 1 (6.8 m agl)
stat_fw96_var_h2o1	%	Stationarity test after Foken and Wichura (1997) for the variance of water vapor h2o at level 1 (6.8 m agl)
stat_fw96_var_co21	%	Stationarity test after Foken and Wichura (1997) for the variance of carbon dioxide co2 at level 1 (6.8 m agl)
stat_fw96_uv1	%	Stationarity test after Foken and Wichura (1997) for the covariance of the streamwise (u) and spanwise (v) wind component at level 1 (6.8 m agl)
stat_fw96_uw1	%	Stationarity test after Foken and Wichura (1997) for the covariance of the streamwise (u) and vertical (w) wind component at level 1 (6.8 m agl)
stat_fw96_vw1	%	Stationarity test after Foken and Wichura (1997) for the covariance of the spanwise (v) and vertical (w) wind component at level 1 (6.8 m agl)
stat_fw96_ut1	%	Stationarity test after Foken and Wichura (1997) for the covariance of the streamwise (u) wind component and temperature at level 1 (6.8 m agl)
stat_fw96_vt1	%	Stationarity test after Foken and Wichura (1997) for the covariance of the spanwise (v) wind component and temperature at level 1 (6.8 m agl)
stat_fw96_wt1	%	Stationarity test after Foken and Wichura (1997) for the covariance of the vertical (w) wind component and temperature at level 1 (6.8 m agl)
stat_fw96_uq1	%	Stationarity test after Foken and Wichura (1997) for the covariance of the streamwise (u) wind component and specific humidity (q) at level 1 (6.8 m agl)
stat_fw96_vq1	%	Stationarity test after Foken and Wichura (1997) for the covariance of the spanwise (v) wind component and specific humidity (q) at level 1 (6.8 m agl)
stat_fw96_wq1	%	Stationarity test after Foken and Wichura (1997) for the covariance of the vertical (w) wind component and specific humidity (q) at level 1 (6.8 m agl)
stat_fw96_uc1	%	Stationarity test after Foken and Wichura (1997) for the covariance of the streamwise (u) wind component and carbon dioxide (co2) at level 1 (6.8 m agl)
stat_fw96_vc1	%	Stationarity test after Foken and Wichura (1997) for the covariance of the spanwise (v) wind component and carbon dioxide (co2) at level 1 (6.8 m agl)
stat_fw96_wc1	%	Stationarity test after Foken and Wichura (1997) for the covariance of the vertical (w) wind component and carbon dioxide (co2) at level 1 (6.8 m agl)
ucty_w73_var_u1	-	Uncertainty test after Wyngaard (1973) and Stiperski and Rotach (2016) for the variance of the streamwise wind component u at level 1 (6.8 m agl)
ucty_w73_var_v1	-	Uncertainty test after Wyngaard (1973) and Stiperski and Rotach (2016) for the variance of the spanwise wind component v at level 1 (6.8 m agl)
ucty_w73_var_w1	-	Uncertainty test after Wyngaard (1973) and Stiperski and Rotach (2016) for the variance of the vertical wind component w at level 1 (6.8 m agl)
ucty_w73_var_t1	-	Uncertainty test after Wyngaard (1973) and Stiperski and Rotach (2016) for the variance of the sonic temperature at level 1 (6.8 m agl)
ucty_w73_var_h2o1	-	Uncertainty test after Wyngaard (1973) and Stiperski and Rotach (2016) for the variance of water vapor h2o at level 1 (6.8 m agl)
ucty_w73_var_co21	-	Uncertainty test after Wyngaard (1973) and Stiperski and Rotach (2016) for the variance of carbon dioxide co2 at level 1 (6.8 m agl)
ucty_w73_uv1	-	Uncertainty test after Wyngaard (1973) and Stiperski and Rotach (2016) for the covariance of the streamwise (u) and spanwise (v) wind component at level 1 (6.8 m agl)
ucty_w73_uw1	-	Uncertainty test after Wyngaard (1973) and Stiperski and Rotach (2016) for the covariance of the streamwise (u) and vertical (w) wind component at level 1 (6.8 m agl)
ucty_w73_vw1	-	Uncertainty test after Wyngaard (1973) and Stiperski and Rotach (2016) for the covariance of the spanwise (v) and vertical (w) wind component at level 1 (6.8 m agl)
ucty_w73_ut1	-	Uncertainty test after Wyngaard (1973) and Stiperski and Rotach (2016) for the covariance of the streamwise (u) wind component and temperature at level 1 (6.8 m agl)
ucty_w73_vt1	-	Uncertainty test after Wyngaard (1973) and Stiperski and Rotach (2016) for the covariance of the spanwise (v) wind component and temperature at level 1 (6.8 m agl)
ucty_w73_wt1	-	Uncertainty test after Wyngaard (1973) and Stiperski and Rotach (2016) for the covariance of the vertical (w) wind component and temperature at level 1 (6.8 m agl)
ucty_w73_uq1	-	Uncertainty test after Wyngaard (1973) and Stiperski and Rotach (2016) for the covariance of the streamwise (u) wind component and specific humidity (q) at level 1 (6.8 m agl)
ucty_w73_vq1	-	Uncertainty test after Wyngaard (1973) and Stiperski and Rotach (2016) for the covariance of the spanwise (v) wind component and specific humidity (q) at level 1 (6.8 m agl)
ucty_w73_wq1	-	Uncertainty test after Wyngaard (1973) and Stiperski and Rotach (2016) for the covariance of the vertical (w) wind component and specific humidity (q) at level 1 (6.8 m agl)
ucty_w73_uc1	-	Uncertainty test after Wyngaard (1973) and Stiperski and Rotach (2016) for the covariance of the streamwise (u) wind component and carbon dioxide (co2) at level 1 (6.8 m agl)
ucty_w73_vc1	-	Uncertainty test after Wyngaard (1973) and Stiperski and Rotach (2016) for the covariance of the spanwise (v) wind component and carbon dioxide (co2) at level 1 (6.8 m agl)
ucty_w73_wc1	-	Uncertainty test after Wyngaard (1973) and Stiperski and Rotach (2016) for the covariance of the vertical (w) wind component and carbon dioxide (co2) at level 1 (6.8 m agl)
Quality flags	-	All quality flags below are defined as followed: -1: unphysical data 0: physical data 1: also absolute value of skewness smaller 2 and kurtosis smaller than 8 2: also stationarity smaller 30% and uncertainty test smaller 0.5
qcflag_var_u1	-	Quality flag for the variance of the streamwise wind component u at level 1 (6.8 m agl)
qcflag_var_v1	-	Quality flag for the variance of the spanwise wind component v at level 1 (6.8 m agl)
qcflag_var_w1	-	Quality flag for the variance of the vertical wind component w at level 1 (6.8 m agl)
qcflag_uv1	-	Quality flag for the covariance of the streamwise (u) and spanwise (v) wind component at level 1 (6.8 m agl)
qcflag_uw1	-	Quality flag for the covariance of the streamwise (u) and vertical (w) wind component at level 1 (6.8 m agl)
qcflag_vw1	-	Quality flag for the covariance of the spanwise (v) and vertical (w) wind component at level 1 (6.8 m agl)
qcflag_var_t1	-	Quality flag for the variance of temperature at level 1 (6.8 m agl)
qcflag_ut1	-	Quality flag for the covariance of the streamwise (u) wind component and temperature at level 1 (6.8 m agl)
qcflag_vt1	-	Quality flag for the covariance of the spanwise (v) wind component and temperature at level 1 (6.8 m agl)
qcflag_wt1	-	Quality flag for the covariance of the vertical (w) wind component and temperature at level 1 (6.8 m agl)
qcflag_var_e1	-	Quality flag for the variance of turbulent kinetic energy at level 1 (6.8 m agl)
qcflag_ust1	-	Quality flag for the friction velocity at level 1 (6.8 m agl)
qcflag_zol1	-	Quality flag for z over L with z being the height above ground and L being the Monin-Obukhov length at level 1 (6.8 m agl)
qcflag_var_h2o1	-	Quality flag for the variance of water vapor (h2o) at level 1 (6.8 m agl)
qcflag_uq1	-	Quality flag for the covariance of the streamwise (u) wind component and specific humidity (q) after flux correction at level 1 (6.8 m agl)
qcflag_vq1	-	Quality flag for the covariance of the spanwise (v) wind component and specific humidity (q) after flux correction at level 1 (6.8 m agl)
qcflag_wq1	-	Quality flag for the covariance of the vertical (w) wind component and specific humidity (q) after flux correction at level 1 (6.8 m agl)
qcflag_var_co21	-	Quality flag for the variance of carbon dioxide (co2) at level 1 (6.8 m agl)
qcflag_uc1	-	Quality flag for the covariance of the streamwise (u) wind component and carbon dioxide (co2) after flux correction at level 1 (6.8 m agl)
qcflag_vc1	-	Quality flag for the covariance of the spanwise (v) wind component and carbon dioxide (co2) after flux correction at level 1 (6.8 m agl)
qcflag_wc1	-	Quality flag for the covariance of the vertical (w) wind component and carbon dioxide (co2) after flux correction at level 1 (6.8 m agl)
qcflag_all1_fc	-	Quality flag for all variables after the flux correction at level 1 (6.8 m agl)
qcflag_var_t1_fc	-	Quality flag for the variance of temperature after the flux correction at level 1 (6.8 m agl) including cross-dependency on w’q’

## 104 Weerberg
Parameter name	Unit	Description

Date/Time	-	Date and Time in UTC
nmiss_sonic1	-	missing data points per averaging period for the sonic anemometer at level 1 (5.9 m agl)
nmiss_gas1	-	missing data points per averaging period for the gas analyzer at level 1 (5.9 m agl)
nflag_sonic1	-	data points when sonic anemometer flag is set per averaging period at level 1 (5.9 m agl)
nflag_gas1	-	data points when gas analyzer flag is set per averaging period at level 1 (5.9 m agl)
nlim_u1	-	number of data points exceeding physical limits for the sonic u-component at level 1 (5.9 m agl)
nlim_v1	-	number of data points exceeding physical limits for the sonic v-component at level 1 (5.9 m agl)
nlim_w1	-	number of data points exceeding physical limits for the sonic w-component at level 1 (5.9 m agl)
nlim_t1	-	number of data points exceeding physical limits for the sonic temperature at level 1 (5.9 m agl)
nlim_h2o1	-	number of data points exceeding physical limits for water vapor h2o at level 1 (5.9 m agl)
nlim_co21	-	number of data points exceeding physical limits for carbon dioxide co2 at level 1 (5.9 m agl)
nspk_u1	-	Number of spikes within averaging period (exceeding 3.5 times standard deviation) for the sonic u-component at level 1 (5.9 m agl)
nspk_v1	-	Number of spikes within averaging period (exceeding 3.5 times standard deviation) for the sonic v-component at level 1 (5.9 m agl)
nspk_w1	-	Number of spikes within averaging period (exceeding 3.5 times standard deviation) for the sonic w-component at level 1 (5.9 m agl)
nspk_t1	-	Number of spikes within averaging period (exceeding 3.5 times standard deviation) for the sonic temperature at level 1 (5.9 m agl)
nspk_h2o1	-	Number of spikes within averaging period (exceeding 3.5 times standard deviation) for water vapor h2o at level 1 (5.9 m agl)
nspk_co21	-	Number of spikes within averaging period (exceeding 3.5 times standard deviation) for carbon dioxide co2 at level 1 (5.9 m agl)
nwdir_sonic1	-	Data points from within specified wind direction range around the mounting structure at level 1 (5.9 m agl)
nbad_u1	-	Sum of missing data, data flagged by the instrument, data exceeding physical limits, and spikes for the sonic u-component at level 1 (5.9 m agl)
nbad_v1	-	Sum of missing data, data flagged by the instrument, data exceeding physical limits, and spikes for the sonic v-component at level 1 (5.9 m agl)
nbad_w1	-	Sum of missing data, data flagged by the instrument, data exceeding physical limits, and spikes for the sonic w-component at level 1 (5.9 m agl)
nbad_t1	-	Sum of missing data, data flagged by the instrument, data exceeding physical limits, and spikes for the sonic temperature at level 1 (5.9 m agl)
nbad_h2o1	-	Sum of missing data, data flagged by the instrument, data exceeding physical limits, and spikes for water vapor h2o at level 1 (5.9 m agl)
nbad_co21	-	Sum of missing data, data flagged by the instrument, data exceeding physical limits, and spikes for carbon dioxide co2 at level 1 (5.9 m agl)
mean_u1_unrot	m s-1	Mean value of the sonic u-component before double rotation, hence, unrotated at level 1 (5.9 m agl)
mean_v1_unrot	m s-1	Mean value of the sonic v-component before double rotation, hence, unrotated at level 1 (5.9 m agl)
mean_w1_unrot	m s-1	Mean value of the sonic w-component before double rotation, hence, unrotated at level 1 (5.9 m agl)
wdir1	deg	Mean wind direction at level 1 (5.9 m agl)
rot_alpha1	deg	First rotation angle for double rotation (alpha) at level 1 (5.9 m agl)
rot_beta1	deg	Second rotation angle for double rotation (beta) at level 1 (5.9 m agl)
tlag_var_h2o1	s	temporal lag between sonic and gas analyzer removed for water vapor h2o at level 1 (5.9 m agl)
tlag_var_co21	s	temporal lag between sonic and gas analyzer removed for carbon dioxide co2 at level 1 (5.9 m agl)
mean_u1	m s-1	mean value of the double rotated streamwise wind component u, hence, vector averaged wind speed at level 1 (5.9 m agl)
mean_v1	m s-1	mean value of the double rotated spanwise wind component v at level 1 (5.9 m agl) – should be close to zero due to double rotation
mean_w1	m s-1	mean value of the double rotated vertical wind component w at level 1 (5.9 m agl) – should be close to zero due to double rotation
mean_t1	degC	mean value of the sonic temperature at level 1 (5.9 m agl)
mean_spd1	m s-1	scalar average of the wind speed at level 1 (5.9 m agl) – square root of the sum of the squared mean_u1_unrot, squared mean_v1_unrot, and squared mean_w1_unrot
mean_h2o1	g m-3	Mean water vapor concentration at level 1 (5.9 m agl)
mean_co21	mg m-3	Mean carbon dioxide co2 concentration at level 1 (5.9 m agl)
mean_u1_flt	m s-1	Mean fluctuation of the streamwise wind component u after detrending at level 1 (5.9 m agl)
mean_v1_flt	m s-1	Mean fluctuation of the spanwise wind component v after detrending at level 1 (5.9 m agl)
mean_w1_flt	m s-1	Mean fluctuation of the vertical wind component w after detrending at level 1 (5.9 m agl)
mean_t1_flt	degC	Mean fluctuation of the temperature after detrending at level 1 (5.9 m agl)
mean_spd1_flt	m s-1	Mean fluctuation of the scalar average of the wind speed after detrending at level 1 (5.9 m agl)
mean_e1_flt	m2 s-2	Mean fluctuation of the turbulent kinetic energy after detrending at level 1 (5.9 m agl)
mean_h2o1_flt	g m-3	Mean fluctuation of the water vapor h2o after detrending at level 1 (5.9 m agl)
mean_co21_flt	mg m-3	Mean fluctuation of the cabron dioxide co2 after detrending at level 1 (5.9 m agl)
var_u1	m2 s-2	Variance of the streamwise wind component u at level 1 (5.9 m agl)
var_v1	m2 s-2	Variance of the spanwise wind component v at level 1 (5.9 m agl)
var_w1	m2 s-2	Variance of the vertical wind component w at level 1 (5.9 m agl)
var_t1	K2	Variance of the sonic temperature at level 1 (5.9 m agl)
var_spd1	m2 s-2	Variance of the vector averaged horizontal wind speed at level 1 (5.9 m agl)
var_e1	m4 s-4	Variance of the turbulent kinetic energy at level 1 (5.9 m agl)
var_h2o1	g2 m-6	Variance of water vapor h2o at level 1 (5.9 m agl)
var_co21	mg2 m-6	Variance of carbon dioxide co2 at level 1 (5.9 m agl)
skew_u1	-	Skewness of the streamwise wind component u at level 1 (5.9 m agl)
skew_v1	-	Skewness of the spanwise wind component v at level 1 (5.9 m agl)
skew_w1	-	Skewness of the vertical wind component w at level 1 (5.9 m agl)
skew_t1	-	Skewness of the sonic temperature at level 1 (5.9 m agl)
skew_spd1	-	Skewness of the vector averaged horizontal wind speed at level 1 (5.9 m agl)
skew_e1	-	Skewness of the turbulent kinetic energy at level 1 (5.9 m agl)
skew_h2o1	-	Skewness of water vapor h2o at level 1 (5.9 m agl)
skew_co21	-	Skewness of carbon dioxide co2 at level 1 (5.9 m agl)
kurt_u1	-	Kurtosis of the streamwise wind component u at level 1 (5.9 m agl)
kurt_v1	-	Kurtosis of the spanwise wind component v at level 1 (5.9 m agl)
kurt_w1	-	Kurtosis of the vertical wind component w at level 1 (5.9 m agl)
kurt_t1	-	Kurtosis of the sonic temperature at level 1 (5.9 m agl)
kurt_spd1	-	Kurtosis of the vector averaged horizontal wind speed at level 1 (5.9 m agl)
kurt_e1	-	Kurtosis of the turbulent kinetic energy at level 1 (5.9 m agl)
kurt_h2o1	-	Kurtosis of water vapor h2o at level 1 (5.9 m agl)
kurt_co21	-	Kurtosis of carbon dioxide co2 at level 1 (5.9 m agl)
uv1	m2 s-2	covariance of the streamwise (u) and spanwise (v) wind component at level 1 (5.9 m agl)
uw1	m2 s-2	covariance of the streamwise (u) and vertical (w) wind component at level 1 (5.9 m agl)
vw1	m2 s-2	covariance of the spanwise (v) and vertical (w) wind component at level 1 (5.9 m agl)
ut1	K m s-1	covariance of the streamwise (u) wind component and temperature at level 1 (5.9 m agl)
vt1	K m s-1	covariance of the spanwise (v) wind component and temperature at level 1 (5.9 m agl)
wt1	K m s-1	covariance of the vertical (w) wind component and temperature at level 1 (5.9 m agl)
ue1	m3 s-3	covariance of the streamwise (u) wind component and turbulent kinetic energy at level 1 (5.9 m agl)
ve1	m3 s-3	covariance of the spanwise (v) wind component and turbulent kinetic energy at level 1 (5.9 m agl)
we1	m3 s-3	covariance of the vertical (w) wind component and turbulent kinetic energy at level 1 (5.9 m agl)
uq1	g m-2 s-1	covariance of the streamwise (u) wind component and specific humidity (q) at level 1 (5.9 m agl)
vq1	g m-2 s-1	covariance of the spanwise (v) wind component and specific humidity (q) at level 1 (5.9 m agl)
wq1	g m-2 s-1	covariance of the vertical (w) wind component and specific humidity (q) at level 1 (5.9 m agl)
tq1	K g m-3	covariance of temperature and specific humidity (q) at level 1 (5.9 m agl)
uc1	mg m-2 s-1	covariance of the streamwise (u) wind component and carbon dioxide (co2) at level 1 (5.9 m agl)
vc1	mg m-2 s-1	covariance of the spanwise (v) wind component and carbon dioxide (co2) at level 1 (5.9 m agl)
wc1	mg m-2 s-1	covariance of the vertical (w) wind component and carbon dioxide (co2) at level 1 (5.9 m agl)
wq_molfrac1	m s-1 mmol mol-1	covariance of the vertical (w) wind component and specific humidity (q) in mol-fraction at level 1 (5.9 m agl)
wc_molfrac1	m s-1 mumol mol-1	covariance of the vertical (w) wind component and carbon dioxide (co2) in mol-fraction at level 1 (5.9 m agl)
uvw1	m3 s-3	3rd order moment of the streamwise (u), spanwise (v), and vertical (w) wind component at level 1 (5.9 m agl)
uuv1	m3 s-3	3rd order moment of the streamwise (u), streamwise (u), and spanwise (v) wind component at level 1 (5.9 m agl)
uvv1	m3 s-3	3rd order moment of the streamwise (u), spanwise (v), and spanwise (v) wind component at level 1 (5.9 m agl)
uuw1	m3 s-3	3rd order moment of the streamwise (u), streamwise (u), and vertical (w) wind component at level 1 (5.9 m agl)
uww1	m3 s-3	3rd order moment of the streamwise (u), vertical (w), and vertical (w) wind component at level 1 (5.9 m agl)
vvw1	m3 s-3	3rd order moment of the spanwise (v), spanwise (v), and vertical (w) wind component at level 1 (5.9 m agl)
vww1	m3 s-3	3rd order moment of the spanwise (v), vertical (w), and vertical (w) wind component at level 1 (5.9 m agl)
uvt1	K m2 s-2	3rd order moment of the streamwise (u), spanwise (v) wind component and temperature at level 1 (5.9 m agl)
uwt1	K m2 s-2	3rd order moment of the streamwise (u), vertical (w) wind component and temperature at level 1 (5.9 m agl)
vwt1	K m2 s-2	3rd order moment of the spanwise (v), vertical (w) wind component and temperature at level 1 (5.9 m agl)
utt1	K2 m s-1	3rd order moment of the streamwise (u) wind component, temperature, and temperature at level 1 (5.9 m agl)
uut1	K m2 s-2	3rd order moment of the streamwise (u), streamwise (u) wind component, and temperature at level 1 (5.9 m agl)
vtt1	K2 m s-1	3rd order moment of the spanwise (v) wind component, temperature, and temperature at level 1 (5.9 m agl)
vvt1	K m2 s-2	3rd order moment of the spanwise (v), spanwise (v) wind component, and temperature at level 1 (5.9 m agl)
wtt1	K2 m s-1	3rd order moment of the vertical (w) wind component, temperature, and temperature at level 1 (5.9 m agl)
wwt1	K m2 s-2	3rd order moment of the vertical (w), vertical (w) wind component, and temperature at level 1 (5.9 m agl)
uvq1	g m-1 s-2	3rd order moment of the streamwise (u), spanwise (v) wind component and specific humidity (q) at level 1 (5.9 m agl)
uwq1	g m-1 s-2	3rd order moment of the streamwise (u), vertical (w) wind component and specific humidity (q) at level 1 (5.9 m agl)
vwq1	g m-1 s-2	3rd order moment of the spanwise (v), vertical (w) wind component and specific humidity (q) at level 1 (5.9 m agl)
uqq1	g2 m-5 s-1	3rd order moment of the streamwise (u) wind component, specific humidity (q), and specific humidity (q) at level 1 (5.9 m agl)
uuq1	g m-1 s-2	3rd order moment of the streamwise (u), streamwise (u) wind component and specific humidity (q) at level 1 (5.9 m agl)
vqq1	g2 m-5 s-1	3rd order moment of the spanwise (v) wind component, specific humidity (q), and specific humidity (q) at level 1 (5.9 m agl)
vvq1	g m-1 s-2	3rd order moment of the spanwise (v), spanwise (v) wind component and specific humidity (q) at level 1 (5.9 m agl)
wqq1	g2 m-5 s-1	3rd order moment of the vertical (w) wind component, specific humidity (q), and specific humidity (q) at level 1 (5.9 m agl)
wwq1	g m-1 s-2	3rd order moment of the vertical (w), vertical (w) wind component and specific humidity (q) at level 1 (5.9 m agl)
uvc1	mg m-1 s-2	3rd order moment of the streamwise (u), spanwise (v) wind component and carbon dioxide (co2) at level 1 (5.9 m agl)
uwc1	mg m-1 s-2	3rd order moment of the streamwise (u), vertical (w) wind component and carbon dioxide (co2) at level 1 (5.9 m agl)
vwc1	mg m-1 s-2	3rd order moment of the spanwise (v), vertical (w) wind component and carbon dioxide (co2) at level 1 (5.9 m agl)
ucc1	mg2 m-5 s-1	3rd order moment of the streamwise (u) wind component, carbon dioxide (co2), and carbon dioxide (co2) at level 1 (5.9 m agl)
uuc1	mg m-1 s-2	3rd order moment of the streamwise (u), streamwise (u) wind component and carbon dioxide (co2) at level 1 (5.9 m agl)
vcc1	mg2 m-5 s-1	3rd order moment of the spanwise (v) wind component, carbon dioxide (co2), and carbon dioxide (co2) at level 1 (5.9 m agl)
vvc1	mg m-1 s-2	3rd order moment of the spanwise (v), spanwise (v) wind component and carbon dioxide (co2) at level 1 (5.9 m agl)
wcc1	mg2 m-5 s-1	3rd order moment of the vertical (w) wind component, carbon dioxide (co2), and carbon dioxide (co2) at level 1 (5.9 m agl)
wwc1	mg m-1 s-2	3rd order moment of the vertical (w), vertical (w) wind component and carbon dioxide (co2) at level 1 (5.9 m agl)
lf_p1	Pa	Low-frequency pressure adjusted to measurement height at level 1 (5.9 m agl)
lf_t1	K	Low-frequency temperature adjusted to measurement height at level 1 (5.9 m agl)
lf_q1	kg kg-1	Low-frequency specific humidity adjusted to measurement height at level 1 (5.9 m agl)
rho1	kg m-3	Low-frequency air density adjusted to measurement height at level 1 (5.9 m agl)
cp1	J kg-1 K-1	Low-frequency specific heat of moist air from specific humidity at level 1 (5.9 m agl)
lv1	J kg-1	Low-frequency enthalpy of vaporization adjusted to measurement height at level 1 (5.9 m agl)
swout	W m-2	Averaged outgoing shortwave radiation away from the surface (approx. 2.0 m agl)
swin	W m-2	Averaged incoming shortwave radiation towards the surface (approx. 2.0 m agl)
lwout	W m-2	Averaged outgoing longwave radiation away from the surface (approx. 2.0 m agl)
lwin	W m-2	Averaged incoming longwave radiation towards the surface (approx. 2.0 m agl)
zd	m	zero-plane displacement height
ust1	m s-1	friction velocity at level 1 (5.9 m agl); detrending and corrections applied
zol1	-	dimensionless length parameter (z over L) with z being the height above ground and L being the Monin-Obukhov length at level 1 (5.9 m agl); detrending and corrections applied
fc1_frc_var_t1	-	frequency response correction factor for first correction for the variance of the temperature at level 1 (5.9 m agl)
fc1_frc_var_w1	-	frequency response correction factor for first correction for the variance of the vertical (w) wind component at level 1 (5.9 m agl)
fc1_frc_var_u1	-	frequency response correction factor for first correction for the variance of the streamwise (u) wind component at level 1 (5.9 m agl)
fc1_frc_var_v1	-	frequency response correction factor for first correction for the variance of the spanwise (v) wind component at level 1 (5.9 m agl)
fc1_frc_wt1	-	frequency response correction factor for first correction for the covariance of the vertical (w) wind component and temperature at level 1 (5.9 m agl)
fc1_frc_ut1	-	frequency response correction factor for first correction for the covariance of the streamwise (u) wind component and temperature at level 1 (5.9 m agl)
fc1_frc_vt1	-	frequency response correction factor for first correction for the covariance of the spanwise (v) wind component and temperature at level 1 (5.9 m agl)
fc1_frc_uw1	-	frequency response correction factor for first correction for the covariance of the streamwise (u) and vertical (w) wind component at level 1 (5.9 m agl)
fc1_frc_vw1	-	frequency response correction factor for first correction for the covariance of the spanwise (v) and vertical (w) wind component at level 1 (5.9 m agl)
fc1_frc_var_h2o1	-	frequency response correction factor for first correction for the variance of the water vapor (h2o) at level 1 (5.9 m agl)
fc1_frc_wq1	-	frequency response correction factor for first correction for the covariance of the vertical (w) wind component and specific humidity (q) at level 1 (5.9 m agl)
fc1_frc_uq1	-	frequency response correction factor for first correction for the covariance of the streamwise (u) wind component and specific humidity (q) at level 1 (5.9 m agl)
fc1_frc_vq1	-	frequency response correction factor for first correction for the covariance of the spanwise (v) wind component and specific humidity (q) at level 1 (5.9 m agl)
fc1_frc_var_co21	-	frequency response correction factor for first correction for the variance of the carbon dioxide (co2) at level 1 (5.9 m agl)
fc1_frc_wc1	-	frequency response correction factor for first correction for the covariance of the vertical (w) wind component and carbon dioxide (co2) at level 1 (5.9 m agl)
fc1_frc_uc1	-	frequency response correction factor for first correction for the covariance of the streamwise (u) wind component and carbon dioxide (co2) at level 1 (5.9 m agl)
fc1_frc_vc1	-	frequency response correction factor for first correction for the covariance of the spanwise (v) wind component and carbon dioxide (co2) at level 1 (5.9 m agl)
fc1_snd_wt1	K m s-1	Sonic heat flux (snd) correction for first correction for the covariance of the vertical (w) wind component and temperature at level 1 (5.9 m agl)
fc1_snd_var_t1	K2	Sonic heat flux (snd) correction for first correction for the variance of temperature at level 1 (5.9 m agl)
fc1_wpl_wq1	g m-2 s-1	WPL correction for first correction for the covariance of the vertical (w) wind component and specific humidity (q) at level 1 (5.9 m agl)
fc1_wpl_wc1	mg m-2 s-1	WPL correction for first correction for the covariance of the vertical (w) wind component and carbon dioxide (co2) at level 1 (5.9 m agl)
fc1_oxy_wq1	-	first oxygen correction factor for the covariance of the vertical (w) wind component and specific humidity (q) at level 1 (5.9 m agl)
fc2_oxy_wq1	-	second oxygen correction factor for the covariance of the vertical (w) wind component and specific humidity (q) at level 1 (5.9 m agl)
fc2_frc_var_t1	-	frequency response correction factor for second correction for the variance of the temperature at level 1 (5.9 m agl)
fc2_frc_var_w1	-	frequency response correction factor for second correction for the variance of the vertical (w) wind component at level 1 (5.9 m agl)
fc2_frc_var_u1	-	frequency response correction factor for second correction for the variance of the streamwise (u) wind component at level 1 (5.9 m agl)
fc2_frc_var_v1	-	frequency response correction factor for second correction for the variance of the spanwise (v) wind component at level 1 (5.9 m agl)
fc2_frc_wt1	-	frequency response correction factor for second correction for the covariance of the vertical (w) wind component and temperature at level 1 (5.9 m agl)
fc2_frc_ut1	-	frequency response correction factor for second correction for the covariance of the streamwise (u) wind component and temperature at level 1 (5.9 m agl)
fc2_frc_vt1	-	frequency response correction factor for second correction for the covariance of the spanwise (v) wind component and temperature at level 1 (5.9 m agl)
fc2_frc_uw1	-	frequency response correction factor for second correction for the covariance of the streamwise (u) and vertical (w) wind component at level 1 (5.9 m agl)
fc2_frc_vw1	-	frequency response correction factor for second correction for the covariance of the spanwise (v) and vertical (w) wind component at level 1 (5.9 m agl)
fc2_frc_var_h2o1	-	frequency response correction factor for second correction for the variance of the water vapor (h2o) at level 1 (5.9 m agl)
fc2_frc_wq1	-	frequency response correction factor for second correction for the covariance of the vertical (w) wind component and specific humidity (q) at level 1 (5.9 m agl)
fc2_frc_uq1	-	frequency response correction factor for second correction for the covariance of the streamwise (u) wind component and specific humidity (q) at level 1 (5.9 m agl)
fc2_frc_vq1	-	frequency response correction factor for second correction for the covariance of the spanwise (v) wind component and specific humidity (q) at level 1 (5.9 m agl)
fc2_frc_var_co21	-	frequency response correction factor for second correction for the variance of the carbon dioxide (co2) at level 1 (5.9 m agl)
fc2_frc_wc1	-	frequency response correction factor for second correction for the covariance of the vertical (w) wind component and carbon dioxide (co2) at level 1 (5.9 m agl)
fc2_frc_uc1	-	frequency response correction factor for second correction for the covariance of the streamwise (u) wind component and carbon dioxide (co2) at level 1 (5.9 m agl)
fc2_frc_vc1	-	frequency response correction factor for second correction for the covariance of the spanwise (v) wind component and carbon dioxide (co2) at level 1 (5.9 m agl)
fc2_snd_wt1	K m s-1	Sonic heat flux (snd) correction for second correction for the covariance of the vertical (w) wind component and temperature at level 1 (5.9 m agl)
fc2_snd_var_t1	K2	Sonic heat flux (snd) correction for second correction for the variance of temperature at level 1 (5.9 m agl)
fc2_wpl_wq1	g m-2 s-1	WPL correction for second correction for the covariance of the vertical (w) wind component and specific humidity (q) at level 1 (5.9 m agl)
fc2_wpl_wc1	mg m-2 s-1	WPL correction for second correction for the covariance of the vertical (w) wind component and carbon dioxide (co2) at level 1 (5.9 m agl)
var_u1_fc	m2 s-2	variance of the streamwise (u) wind component after flux correction at level 1 (5.9 m agl)
var_v1_fc	m2 s-2	variance of the spanwise (v) wind component after flux correction at level 1 (5.9 m agl)
var_w1_fc	m2 s-2	variance of the vertical (w) wind component after flux correction at level 1 (5.9 m agl)
var_t1_fc	K2	variance of the temperature after flux correction at level 1 (5.9 m agl)
var_h2o1_fc	g2 m-6	variance of the water vapor (h2o) after flux correction at level 1 (5.9 m agl)
var_co21_fc	mg2 m-6	variance of the carbon dioxide (co2) after flux correction at level 1 (5.9 m agl)
ut1_fc	K m s-1	covariance of the streamwise (u) wind component and temperature after flux correction at level 1 (5.9 m agl)
vt1_fc	K m s-1	covariance of the spanwise (v) wind component and temperature after flux correction at level 1 (5.9 m agl)
wt1_fc	K m s-1	covariance of the vertical (w) wind component and temperature after flux correction at level 1 (5.9 m agl)
uq1_fc	g m-2 s-1	covariance of the streamwise (u) wind component and specific humidity (q) after flux correction at level 1 (5.9 m agl)
vq1_fc	g m-2 s-1	covariance of the spanwise (v) wind component and specific humidity (q) after flux correction at level 1 (5.9 m agl)
wq1_fc	g m-2 s-1	covariance of the vertical (w) wind component and specific humidity (q) after flux correction at level 1 (5.9 m agl)
uc1_fc	mg m-2 s-1	covariance of the streamwise (u) wind component and carbon dioxide (co2) after flux correction at level 1 (5.9 m agl)
vc1_fc	mg m-2 s-1	covariance of the spanwise (v) wind component and carbon dioxide (co2) after flux correction at level 1 (5.9 m agl)
wc1_fc	mg m-2 s-1	covariance of the vertical (w) wind component and carbon dioxide (co2) after flux correction at level 1 (5.9 m agl)
uw1_fc	m2 s-2	covariance of the streamwise (u) and vertical (w) wind component after flux correction at level 1 (5.9 m agl)
vw1_fc	m2 s-2	covariance of the spanwise (v) and vertical (w) wind component after flux correction at level 1 (5.9 m agl)
ust1_fc	m s-1	friction velocity after flux correction at level 1 (5.9 m agl)
zol1_fc	-	dimensionless length parameter (z over L) with z being the height above ground and L being the Monin-Obukhov length after flux correction at level 1 (5.9 m agl)
wq_molfrac1_fc	m s-1 mmol mol-1	covariance of the vertical (w) wind component and specific humidity (q) in mol-fraction after flux correction at level 1 (5.9 m agl)
wc_molfrac1_fc	m s-1 mumol mol-1	covariance of the vertical (w) wind component and carbon dioxide (co2) in mol-fraction after flux correction at level 1 (5.9 m agl)
sh1	W m-2	sensibe heat flux from wt1_fc (i.e. detrending, double rotation, and corrections applied), rho, and cp at level 1 (5.9 m agl)
le1	W m-2	laten heat flux from wq1_fc (i.e. detrending, double rotation, and corrections applied) and lv at level 1 (5.9 m agl)
le_molfrac1	W m-2	laten heat flux from wq_molfrac1_fc (i.e. detrending, double rotation, and corrections applied) and lv at level 1 (5.9 m agl)
stat_fw96_var_u1	%	Stationarity test after Foken and Wichura (1997) for the variance of the streamwise wind component u at level 1 (5.9 m agl)
stat_fw96_var_v1	%	Stationarity test after Foken and Wichura (1997) for the variance of the spanwise wind component v at level 1 (5.9 m agl)
stat_fw96_var_w1	%	Stationarity test after Foken and Wichura (1997) for the variance of the vertical wind component w at level 1 (5.9 m agl)
stat_fw96_var_t1	%	Stationarity test after Foken and Wichura (1997) for the variance of the sonic temperature at level 1 (5.9 m agl)
stat_fw96_var_h2o1	%	Stationarity test after Foken and Wichura (1997) for the variance of water vapor h2o at level 1 (5.9 m agl)
stat_fw96_var_co21	%	Stationarity test after Foken and Wichura (1997) for the variance of carbon dioxide co2 at level 1 (5.9 m agl)
stat_fw96_uv1	%	Stationarity test after Foken and Wichura (1997) for the covariance of the streamwise (u) and spanwise (v) wind component at level 1 (5.9 m agl)
stat_fw96_uw1	%	Stationarity test after Foken and Wichura (1997) for the covariance of the streamwise (u) and vertical (w) wind component at level 1 (5.9 m agl)
stat_fw96_vw1	%	Stationarity test after Foken and Wichura (1997) for the covariance of the spanwise (v) and vertical (w) wind component at level 1 (5.9 m agl)
stat_fw96_ut1	%	Stationarity test after Foken and Wichura (1997) for the covariance of the streamwise (u) wind component and temperature at level 1 (5.9 m agl)
stat_fw96_vt1	%	Stationarity test after Foken and Wichura (1997) for the covariance of the spanwise (v) wind component and temperature at level 1 (5.9 m agl)
stat_fw96_wt1	%	Stationarity test after Foken and Wichura (1997) for the covariance of the vertical (w) wind component and temperature at level 1 (5.9 m agl)
stat_fw96_uq1	%	Stationarity test after Foken and Wichura (1997) for the covariance of the streamwise (u) wind component and specific humidity (q) at level 1 (5.9 m agl)
stat_fw96_vq1	%	Stationarity test after Foken and Wichura (1997) for the covariance of the spanwise (v) wind component and specific humidity (q) at level 1 (5.9 m agl)
stat_fw96_wq1	%	Stationarity test after Foken and Wichura (1997) for the covariance of the vertical (w) wind component and specific humidity (q) at level 1 (5.9 m agl)
stat_fw96_uc1	%	Stationarity test after Foken and Wichura (1997) for the covariance of the streamwise (u) wind component and carbon dioxide (co2) at level 1 (5.9 m agl)
stat_fw96_vc1	%	Stationarity test after Foken and Wichura (1997) for the covariance of the spanwise (v) wind component and carbon dioxide (co2) at level 1 (5.9 m agl)
stat_fw96_wc1	%	Stationarity test after Foken and Wichura (1997) for the covariance of the vertical (w) wind component and carbon dioxide (co2) at level 1 (5.9 m agl)
ucty_w73_var_u1	-	Uncertainty test after Wyngaard (1973) and Stiperski and Rotach (2016) for the variance of the streamwise wind component u at level 1 (5.9 m agl)
ucty_w73_var_v1	-	Uncertainty test after Wyngaard (1973) and Stiperski and Rotach (2016) for the variance of the spanwise wind component v at level 1 (5.9 m agl)
ucty_w73_var_w1	-	Uncertainty test after Wyngaard (1973) and Stiperski and Rotach (2016) for the variance of the vertical wind component w at level 1 (5.9 m agl)
ucty_w73_var_t1	-	Uncertainty test after Wyngaard (1973) and Stiperski and Rotach (2016) for the variance of the sonic temperature at level 1 (5.9 m agl)
ucty_w73_var_h2o1	-	Uncertainty test after Wyngaard (1973) and Stiperski and Rotach (2016) for the variance of water vapor h2o at level 1 (5.9 m agl)
ucty_w73_var_co21	-	Uncertainty test after Wyngaard (1973) and Stiperski and Rotach (2016) for the variance of carbon dioxide co2 at level 1 (5.9 m agl)
ucty_w73_uv1	-	Uncertainty test after Wyngaard (1973) and Stiperski and Rotach (2016) for the covariance of the streamwise (u) and spanwise (v) wind component at level 1 (5.9 m agl)
ucty_w73_uw1	-	Uncertainty test after Wyngaard (1973) and Stiperski and Rotach (2016) for the covariance of the streamwise (u) and vertical (w) wind component at level 1 (5.9 m agl)
ucty_w73_vw1	-	Uncertainty test after Wyngaard (1973) and Stiperski and Rotach (2016) for the covariance of the spanwise (v) and vertical (w) wind component at level 1 (5.9 m agl)
ucty_w73_ut1	-	Uncertainty test after Wyngaard (1973) and Stiperski and Rotach (2016) for the covariance of the streamwise (u) wind component and temperature at level 1 (5.9 m agl)
ucty_w73_vt1	-	Uncertainty test after Wyngaard (1973) and Stiperski and Rotach (2016) for the covariance of the spanwise (v) wind component and temperature at level 1 (5.9 m agl)
ucty_w73_wt1	-	Uncertainty test after Wyngaard (1973) and Stiperski and Rotach (2016) for the covariance of the vertical (w) wind component and temperature at level 1 (5.9 m agl)
ucty_w73_uq1	-	Uncertainty test after Wyngaard (1973) and Stiperski and Rotach (2016) for the covariance of the streamwise (u) wind component and specific humidity (q) at level 1 (5.9 m agl)
ucty_w73_vq1	-	Uncertainty test after Wyngaard (1973) and Stiperski and Rotach (2016) for the covariance of the spanwise (v) wind component and specific humidity (q) at level 1 (5.9 m agl)
ucty_w73_wq1	-	Uncertainty test after Wyngaard (1973) and Stiperski and Rotach (2016) for the covariance of the vertical (w) wind component and specific humidity (q) at level 1 (5.9 m agl)
ucty_w73_uc1	-	Uncertainty test after Wyngaard (1973) and Stiperski and Rotach (2016) for the covariance of the streamwise (u) wind component and carbon dioxide (co2) at level 1 (5.9 m agl)
ucty_w73_vc1	-	Uncertainty test after Wyngaard (1973) and Stiperski and Rotach (2016) for the covariance of the spanwise (v) wind component and carbon dioxide (co2) at level 1 (5.9 m agl)
ucty_w73_wc1	-	Uncertainty test after Wyngaard (1973) and Stiperski and Rotach (2016) for the covariance of the vertical (w) wind component and carbon dioxide (co2) at level 1 (5.9 m agl)
Quality flags	-	All quality flags below are defined as followed: -1: unphysical data 0: physical data 1: also absolute value of skewness smaller 2 and kurtosis smaller than 8 2: also stationarity smaller 30% and uncertainty test smaller 0.5
qcflag_var_u1	-	Quality flag for the variance of the streamwise wind component u at level 1 (5.9 m agl)
qcflag_var_v1	-	Quality flag for the variance of the spanwise wind component v at level 1 (5.9 m agl)
qcflag_var_w1	-	Quality flag for the variance of the vertical wind component w at level 1 (5.9 m agl)
qcflag_uv1	-	Quality flag for the covariance of the streamwise (u) and spanwise (v) wind component at level 1 (5.9 m agl)
qcflag_uw1	-	Quality flag for the covariance of the streamwise (u) and vertical (w) wind component at level 1 (5.9 m agl)
qcflag_vw1	-	Quality flag for the covariance of the spanwise (v) and vertical (w) wind component at level 1 (5.9 m agl)
qcflag_var_t1	-	Quality flag for the variance of temperature at level 1 (5.9 m agl)
qcflag_ut1	-	Quality flag for the covariance of the streamwise (u) wind component and temperature at level 1 (5.9 m agl)
qcflag_vt1	-	Quality flag for the covariance of the spanwise (v) wind component and temperature at level 1 (5.9 m agl)
qcflag_wt1	-	Quality flag for the covariance of the vertical (w) wind component and temperature at level 1 (5.9 m agl)
qcflag_var_e1	-	Quality flag for the variance of turbulent kinetic energy at level 1 (5.9 m agl)
qcflag_ust1	-	Quality flag for the friction velocity at level 1 (5.9 m agl)
qcflag_zol1	-	Quality flag for z over L with z being the height above ground and L being the Monin-Obukhov length at level 1 (5.9 m agl)
qcflag_var_h2o1	-	Quality flag for the variance of water vapor (h2o) at level 1 (5.9 m agl)
qcflag_uq1	-	Quality flag for the covariance of the streamwise (u) wind component and specific humidity (q) after flux correction at level 1 (5.9 m agl)
qcflag_vq1	-	Quality flag for the covariance of the spanwise (v) wind component and specific humidity (q) after flux correction at level 1 (5.9 m agl)
qcflag_wq1	-	Quality flag for the covariance of the vertical (w) wind component and specific humidity (q) after flux correction at level 1 (5.9 m agl)
qcflag_var_co21	-	Quality flag for the variance of carbon dioxide (co2) at level 1 (5.9 m agl)
qcflag_uc1	-	Quality flag for the covariance of the streamwise (u) wind component and carbon dioxide (co2) after flux correction at level 1 (5.9 m agl)
qcflag_vc1	-	Quality flag for the covariance of the spanwise (v) wind component and carbon dioxide (co2) after flux correction at level 1 (5.9 m agl)
qcflag_wc1	-	Quality flag for the covariance of the vertical (w) wind component and carbon dioxide (co2) after flux correction at level 1 (5.9 m agl)
qcflag_all1_fc	-	Quality flag for all variables after the flux correction at level 1 (5.9 m agl)
qcflag_var_t1_fc	-	Quality flag for the variance of temperature after the flux correction at level 1 (5.9 m agl) including cross-dependency on w’q’

## 105 Hochhäuser
Parameter name	Unit	Description

Date/Time	-	Date and Time in UTC
nmiss_sonic1	-	missing data points per averaging period for the sonic anemometer at level 1 (1.9 m agl)
nmiss_sonic2	-	missing data points per averaging period for the sonic anemometer at level 2 (6.3 m agl)
nmiss_gas2	-	missing data points per averaging period for the gas analyzer at level 2 (6.3 m agl)
nflag_sonic1	-	data points when sonic anemometer flag is set per averaging period at level 1 (1.9 m agl)
nflag_sonic2	-	data points when sonic anemometer flag is set per averaging period at level 2 (6.3 m agl)
nflag_gas2	-	data points when gas analyzer flag is set per averaging period at level 2 (6.3 m agl)
nlim_u1	-	number of data points exceeding physical limits for the sonic u-component at level 1 (1.9 m agl)
nlim_u2	-	number of data points exceeding physical limits for the sonic u-component at level 2 (6.3 m agl)
nlim_v1	-	number of data points exceeding physical limits for the sonic v-component at level 1 (1.9 m agl)
nlim_v2	-	number of data points exceeding physical limits for the sonic v-component at level 2 (6.3 m agl)
nlim_w1	-	number of data points exceeding physical limits for the sonic w-component at level 1 (1.9 m agl)
nlim_w2	-	number of data points exceeding physical limits for the sonic w-component at level 2 (6.3 m agl)
nlim_t1	-	number of data points exceeding physical limits for the sonic temperature at level 1 (1.9 m agl)
nlim_t2	-	number of data points exceeding physical limits for the sonic temperature at level 2 (6.3 m agl)
nlim_h2o2	-	number of data points exceeding physical limits for water vapor h2o at level 2 (6.3 m agl)
nlim_co22	-	number of data points exceeding physical limits for carbon dioxide co2 at level 2 (6.3 m agl)
nspk_u1	-	Number of spikes within averaging period (exceeding 3.5 times standard deviation) for the sonic u-component at level 1 (1.9 m agl)
nspk_u2	-	Number of spikes within averaging period (exceeding 3.5 times standard deviation) for the sonic u-component at level 2 (6.3 m agl)
nspk_v1	-	Number of spikes within averaging period (exceeding 3.5 times standard deviation) for the sonic v-component at level 1 (1.9 m agl)
nspk_v2	-	Number of spikes within averaging period (exceeding 3.5 times standard deviation) for the sonic v-component at level 2 (6.3 m agl)
nspk_w1	-	Number of spikes within averaging period (exceeding 3.5 times standard deviation) for the sonic w-component at level 1 (1.9 m agl)
nspk_w2	-	Number of spikes within averaging period (exceeding 3.5 times standard deviation) for the sonic w-component at level 2 (6.3 m agl)
nspk_t1	-	Number of spikes within averaging period (exceeding 3.5 times standard deviation) for the sonic temperature at level 1 (1.9 m agl)
nspk_t2	-	Number of spikes within averaging period (exceeding 3.5 times standard deviation) for the sonic temperature at level 2 (6.3 m agl)
nspk_h2o2	-	Number of spikes within averaging period (exceeding 3.5 times standard deviation) for water vapor h2o at level 2 (6.3 m agl)
nspk_co22	-	Number of spikes within averaging period (exceeding 3.5 times standard deviation) for carbon dioxide co2 at level 2 (6.3 m agl)
nwdir_sonic1	-	Data points from within specified wind direction range around the mounting structure at level 1 (1.9 m agl)
nwdir_sonic2	-	Data points from within specified wind direction range around the mounting structure at level 2 (6.3 m agl)
nbad_u1	-	Sum of missing data, data flagged by the instrument, data exceeding physical limits, and spikes for the sonic u-component at level 1 (1.9 m agl)
nbad_u2	-	Sum of missing data, data flagged by the instrument, data exceeding physical limits, and spikes for the sonic u-component at level 2 (6.3 m agl)
nbad_v1	-	Sum of missing data, data flagged by the instrument, data exceeding physical limits, and spikes for the sonic v-component at level 1 (1.9 m agl)
nbad_v2	-	Sum of missing data, data flagged by the instrument, data exceeding physical limits, and spikes for the sonic v-component at level 2 (6.3 m agl)
nbad_w1	-	Sum of missing data, data flagged by the instrument, data exceeding physical limits, and spikes for the sonic w-component at level 1 (1.9 m agl)
nbad_w2	-	Sum of missing data, data flagged by the instrument, data exceeding physical limits, and spikes for the sonic w-component at level 2 (6.3 m agl)
nbad_t1	-	Sum of missing data, data flagged by the instrument, data exceeding physical limits, and spikes for the sonic temperature at level 1 (1.9 m agl)
nbad_t2	-	Sum of missing data, data flagged by the instrument, data exceeding physical limits, and spikes for the sonic temperature at level 2 (6.3 m agl)
nbad_h2o2	-	Sum of missing data, data flagged by the instrument, data exceeding physical limits, and spikes for water vapor h2o at level 2 (6.3 m agl)
nbad_co22	-	Sum of missing data, data flagged by the instrument, data exceeding physical limits, and spikes for carbon dioxide co2 at level 2 (6.3 m agl)
mean_u1_unrot	m s-1	Mean value of the sonic u-component before double rotation, hence, unrotated at level 1 (1.9 m agl)
mean_v1_unrot	m s-1	Mean value of the sonic v-component before double rotation, hence, unrotated at level 1 (1.9 m agl)
mean_w1_unrot	m s-1	Mean value of the sonic w-component before double rotation, hence, unrotated at level 1 (1.9 m agl)
wdir1	deg	Mean wind direction at level 1 (1.9 m agl)
rot_alpha1	deg	First rotation angle for double rotation (alpha) at level 1 (1.9 m agl)
rot_beta1	deg	Second rotation angle for double rotation (beta) at level 1 (1.9 m agl)
mean_u2_unrot	m s-1	Mean value of the sonic u-component before double rotation, hence, unrotated at level 2 (6.3 m agl)
mean_v2_unrot	m s-1	Mean value of the sonic v-component before double rotation, hence, unrotated at level 2 (6.3 m agl)
mean_w2_unrot	m s-1	Mean value of the sonic w-component before double rotation, hence, unrotated at level 2 (6.3 m agl)
wdir2	deg	Mean wind direction at level 2 (6.3 m agl)
rot_alpha2	deg	First rotation angle for double rotation (alpha) at level 2 (6.3 m agl)
rot_beta2	deg	Second rotation angle for double rotation (beta) at level 2 (6.3 m agl)
tlag_var_h2o2	s	temporal lag between sonic and gas analyzer removed for water vapor h2o at level 2 (6.3 m agl)
tlag_var_co22	s	temporal lag between sonic and gas analyzer removed for carbon dioxide co2 at level 2 (6.3 m agl)
mean_u1	m s-1	mean value of the double rotated streamwise wind component u, hence, vector averaged wind speed at level 1 (1.9 m agl)
mean_u2	m s-1	mean value of the double rotated streamwise wind component u, hence, vector averaged wind speed at level 2 (6.3 m agl)
mean_v1	m s-1	mean value of the double rotated spanwise wind component v at level 1 (1.9 m agl) – should be close to zero due to double rotation
mean_v2	m s-1	mean value of the double rotated spanwise wind component v at level 2 (6.3 m agl) – should be close to zero due to double rotation
mean_w1	m s-1	mean value of the double rotated vertical wind component w at level 1 (1.9 m agl) – should be close to zero due to double rotation
mean_w2	m s-1	mean value of the double rotated vertical wind component w at level 2 (6.3 m agl) – should be close to zero due to double rotation
mean_t1	degC	mean value of the sonic temperature at level 1 (1.9 m agl)
mean_t2	degC	mean value of the sonic temperature at level 2 (6.3 m agl)
mean_spd1	m s-1	scalar average of the wind speed at level 1 (1.9 m agl) – square root of the sum of the squared mean_u1_unrot, squared mean_v1_unrot, and squared mean_w1_unrot
mean_spd2	m s-1	scalar average of the wind speed at level 2 (6.3 m agl) – square root of the sum of the squared mean_u2_unrot, squared mean_v2_unrot, and squared mean_w2_unrot
mean_h2o2	g m-3	Mean water vapor concentration at level 2 (6.3 m agl)
mean_co22	mg m-3	Mean carbon dioxide co2 concentration at level 2 (6.3 m agl)
mean_u1_flt	m s-1	Mean fluctuation of the streamwise wind component u after detrending at level 1 (1.9 m agl)
mean_u2_flt	m s-1	Mean fluctuation of the streamwise wind component u after detrending at level 2 (6.3 m agl)
mean_v1_flt	m s-1	Mean fluctuation of the spanwise wind component v after detrending at level 1 (1.9 m agl)
mean_v2_flt	m s-1	Mean fluctuation of the spanwise wind component v after detrending at level 2 (6.3 m agl)
mean_w1_flt	m s-1	Mean fluctuation of the vertical wind component w after detrending at level 1 (1.9 m agl)
mean_w2_flt	m s-1	Mean fluctuation of the vertical wind component w after detrending at level 2 (6.3 m agl)
mean_t1_flt	degC	Mean fluctuation of the temperature after detrending at level 1 (1.9 m agl)
mean_t2_flt	degC	Mean fluctuation of the temperature after detrending at level 2 (6.3 m agl)
mean_spd1_flt	m s-1	Mean fluctuation of the scalar average of the wind speed after detrending at level 1 (1.9 m agl)
mean_spd2_flt	m s-1	Mean fluctuation of the scalar average of the wind speed after detrending at level 2 (6.3 m agl)
mean_e1_flt	m2 s-2	Mean fluctuation of the turbulent kinetic energy after detrending at level 1 (1.9 m agl)
mean_e2_flt	m2 s-2	Mean fluctuation of the turbulent kinetic energy after detrending at level 2 (6.3 m agl)
mean_h2o2_flt	g m-3	Mean fluctuation of the water vapor h2o after detrending at level 2 (6.3 m agl)
mean_co22_flt	mg m-3	Mean fluctuation of the cabron dioxide co2 after detrending at level 2 (6.3 m agl)
var_u1	m2 s-2	Variance of the streamwise wind component u at level 1 (1.9 m agl)
var_u2	m2 s-2	Variance of the streamwise wind component u at level 2 (6.3 m agl)
var_v1	m2 s-2	Variance of the spanwise wind component v at level 1 (1.9 m agl)
var_v2	m2 s-2	Variance of the spanwise wind component v at level 2 (6.3 m agl)
var_w1	m2 s-2	Variance of the vertical wind component w at level 1 (1.9 m agl)
var_w2	m2 s-2	Variance of the vertical wind component w at level 2 (6.3 m agl)
var_t1	K2	Variance of the sonic temperature at level 1 (1.9 m agl)
var_t2	K2	Variance of the sonic temperature at level 2 (6.3 m agl)
var_spd1	m2 s-2	Variance of the vector averaged horizontal wind speed at level 1 (1.9 m agl)
var_spd2	m2 s-2	Variance of the vector averaged horizontal wind speed at level 2 (6.3 m agl)
var_e1	m4 s-4	Variance of the turbulent kinetic energy at level 1 (1.9 m agl)
var_e2	m4 s-4	Variance of the turbulent kinetic energy at level 2 (6.3 m agl)
var_h2o2	g2 m-6	Variance of water vapor h2o at level 2 (6.3 m agl)
var_co22	mg2 m-6	Variance of carbon dioxide co2 at level 2 (6.3 m agl)
skew_u1	-	Skewness of the streamwise wind component u at level 1 (1.9 m agl)
skew_u2	-	Skewness of the streamwise wind component u at level 2 (6.3 m agl)
skew_v1	-	Skewness of the spanwise wind component v at level 1 (1.9 m agl)
skew_v2	-	Skewness of the spanwise wind component v at level 2 (6.3 m agl)
skew_w1	-	Skewness of the vertical wind component w at level 1 (1.9 m agl)
skew_w2	-	Skewness of the vertical wind component w at level 2 (6.3 m agl)
skew_t1	-	Skewness of the sonic temperature at level 1 (1.9 m agl)
skew_t2	-	Skewness of the sonic temperature at level 2 (6.3 m agl)
skew_spd1	-	Skewness of the vector averaged horizontal wind speed at level 1 (1.9 m agl)
skew_spd2	-	Skewness of the vector averaged horizontal wind speed at level 2 (6.3 m agl)
skew_e1	-	Skewness of the turbulent kinetic energy at level 1 (1.9 m agl)
skew_e2	-	Skewness of the turbulent kinetic energy at level 2 (6.3 m agl)
skew_h2o2	-	Skewness of water vapor h2o at level 2 (6.3 m agl)
skew_co22	-	Skewness of carbon dioxide co2 at level 2 (6.3 m agl)
kurt_u1	-	Kurtosis of the streamwise wind component u at level 1 (1.9 m agl)
kurt_u2	-	Kurtosis of the streamwise wind component u at level 2 (6.3 m agl)
kurt_v1	-	Kurtosis of the spanwise wind component v at level 1 (1.9 m agl)
kurt_v2	-	Kurtosis of the spanwise wind component v at level 2 (6.3 m agl)
kurt_w1	-	Kurtosis of the vertical wind component w at level 1 (1.9 m agl)
kurt_w2	-	Kurtosis of the vertical wind component w at level 2 (6.3 m agl)
kurt_t1	-	Kurtosis of the sonic temperature at level 1 (1.9 m agl)
kurt_t2	-	Kurtosis of the sonic temperature at level 2 (6.3 m agl)
kurt_spd1	-	Kurtosis of the vector averaged horizontal wind speed at level 1 (1.9 m agl)
kurt_spd2	-	Kurtosis of the vector averaged horizontal wind speed at level 2 (6.3 m agl)
kurt_e1	-	Kurtosis of the turbulent kinetic energy at level 1 (1.9 m agl)
kurt_e2	-	Kurtosis of the turbulent kinetic energy at level 2 (6.3 m agl)
kurt_h2o2	-	Kurtosis of water vapor h2o at level 2 (6.3 m agl)
kurt_co22	-	Kurtosis of carbon dioxide co2 at level 2 (6.3 m agl)
uv1	m2 s-2	covariance of the streamwise (u) and spanwise (v) wind component at level 1 (1.9 m agl)
uv2	m2 s-2	covariance of the streamwise (u) and spanwise (v) wind component at level 2 (6.3 m agl)
uw1	m2 s-2	covariance of the streamwise (u) and vertical (w) wind component at level 1 (1.9 m agl)
uw2	m2 s-2	covariance of the streamwise (u) and vertical (w) wind component at level 2 (6.3 m agl)
vw1	m2 s-2	covariance of the spanwise (v) and vertical (w) wind component at level 1 (1.9 m agl)
vw2	m2 s-2	covariance of the spanwise (v) and vertical (w) wind component at level 2 (6.3 m agl)
ut1	K m s-1	covariance of the streamwise (u) wind component and temperature at level 1 (1.9 m agl)
ut2	K m s-1	covariance of the streamwise (u) wind component and temperature at level 2 (6.3 m agl)
vt1	K m s-1	covariance of the spanwise (v) wind component and temperature at level 1 (1.9 m agl)
vt2	K m s-1	covariance of the spanwise (v) wind component and temperature at level 2 (6.3 m agl)
wt1	K m s-1	covariance of the vertical (w) wind component and temperature at level 1 (1.9 m agl)
wt2	K m s-1	covariance of the vertical (w) wind component and temperature at level 2 (6.3 m agl)
ue1	m3 s-3	covariance of the streamwise (u) wind component and turbulent kinetic energy at level 1 (1.9 m agl)
ue2	m3 s-3	covariance of the streamwise (u) wind component and turbulent kinetic energy at level 2 (6.3 m agl)
ve1	m3 s-3	covariance of the spanwise (v) wind component and turbulent kinetic energy at level 1 (1.9 m agl)
ve2	m3 s-3	covariance of the spanwise (v) wind component and turbulent kinetic energy at level 2 (6.3 m agl)
we1	m3 s-3	covariance of the vertical (w) wind component and turbulent kinetic energy at level 1 (1.9 m agl)
we2	m3 s-3	covariance of the vertical (w) wind component and turbulent kinetic energy at level 2 (6.3 m agl)
uq2	g m-2 s-1	covariance of the streamwise (u) wind component and specific humidity (q) at level 2 (6.3 m agl)
vq2	g m-2 s-1	covariance of the spanwise (v) wind component and specific humidity (q) at level 2 (6.3 m agl)
wq2	g m-2 s-1	covariance of the vertical (w) wind component and specific humidity (q) at level 2 (6.3 m agl)
tq2	K g m-3	covariance of temperature and specific humidity (q) at level 2 (6.3 m agl)
uc2	mg m-2 s-1	covariance of the streamwise (u) wind component and carbon dioxide (co2) at level 2 (6.3 m agl)
vc2	mg m-2 s-1	covariance of the spanwise (v) wind component and carbon dioxide (co2) at level 2 (6.3 m agl)
wc2	mg m-2 s-1	covariance of the vertical (w) wind component and carbon dioxide (co2) at level 2 (6.3 m agl)
wq_molfrac2	m s-1 mmol mol-1	covariance of the vertical (w) wind component and specific humidity (q) in mol-fraction at level 2 (6.3 m agl)
wc_molfrac2	m s-1 mumol mol-1	covariance of the vertical (w) wind component and carbon dioxide (co2) in mol-fraction at level 2 (6.3 m agl)
uvw1	m3 s-3	3rd order moment of the streamwise (u), spanwise (v), and vertical (w) wind component at level 1 (1.9 m agl)
uvw2	m3 s-3	3rd order moment of the streamwise (u), spanwise (v), and vertical (w) wind component at level 2 (6.3 m agl)
uuv1	m3 s-3	3rd order moment of the streamwise (u), streamwise (u), and spanwise (v) wind component at level 1 (1.9 m agl)
uuv2	m3 s-3	3rd order moment of the streamwise (u), streamwise (u), and spanwise (v) wind component at level 2 (6.3 m agl)
uvv1	m3 s-3	3rd order moment of the streamwise (u), spanwise (v), and spanwise (v) wind component at level 1 (1.9 m agl)
uvv2	m3 s-3	3rd order moment of the streamwise (u), spanwise (v), and spanwise (v) wind component at level 2 (6.3 m agl)
uuw1	m3 s-3	3rd order moment of the streamwise (u), streamwise (u), and vertical (w) wind component at level 1 (1.9 m agl)
uuw2	m3 s-3	3rd order moment of the streamwise (u), streamwise (u), and vertical (w) wind component at level 2 (6.3 m agl)
uww1	m3 s-3	3rd order moment of the streamwise (u), vertical (w), and vertical (w) wind component at level 1 (1.9 m agl)
uww2	m3 s-3	3rd order moment of the streamwise (u), vertical (w), and vertical (w) wind component at level 2 (6.3 m agl)
vvw1	m3 s-3	3rd order moment of the spanwise (v), spanwise (v), and vertical (w) wind component at level 1 (1.9 m agl)
vvw2	m3 s-3	3rd order moment of the spanwise (v), spanwise (v), and vertical (w) wind component at level 2 (6.3 m agl)
vww1	m3 s-3	3rd order moment of the spanwise (v), vertical (w), and vertical (w) wind component at level 1 (1.9 m agl)
vww2	m3 s-3	3rd order moment of the spanwise (v), vertical (w), and vertical (w) wind component at level 2 (6.3 m agl)
uvt1	K m2 s-2	3rd order moment of the streamwise (u), spanwise (v) wind component and temperature at level 1 (1.9 m agl)
uvt2	K m2 s-2	3rd order moment of the streamwise (u), spanwise (v) wind component and temperature at level 2 (6.3 m agl)
uwt1	K m2 s-2	3rd order moment of the streamwise (u), vertical (w) wind component and temperature at level 1 (1.9 m agl)
uwt2	K m2 s-2	3rd order moment of the streamwise (u), vertical (w) wind component and temperature at level 2 (6.3 m agl)
vwt1	K m2 s-2	3rd order moment of the spanwise (v), vertical (w) wind component and temperature at level 1 (1.9 m agl)
vwt2	K m2 s-2	3rd order moment of the spanwise (v), vertical (w) wind component and temperature at level 2 (6.3 m agl)
utt1	K2 m s-1	3rd order moment of the streamwise (u) wind component, temperature, and temperature at level 1 (1.9 m agl)
utt2	K2 m s-1	3rd order moment of the streamwise (u) wind component, temperature, and temperature at level 2 (6.3 m agl)
uut1	K m2 s-2	3rd order moment of the streamwise (u), streamwise (u) wind component, and temperature at level 1 (1.9 m agl)
uut2	K m2 s-2	3rd order moment of the streamwise (u), streamwise (u) wind component, and temperature at level 2 (6.3 m agl)
vtt1	K2 m s-1	3rd order moment of the spanwise (v) wind component, temperature, and temperature at level 1 (1.9 m agl)
vtt2	K2 m s-1	3rd order moment of the spanwise (v) wind component, temperature, and temperature at level 2 (6.3 m agl)
vvt1	K m2 s-2	3rd order moment of the spanwise (v), spanwise (v) wind component, and temperature at level 1 (1.9 m agl)
vvt2	K m2 s-2	3rd order moment of the spanwise (v), spanwise (v) wind component, and temperature at level 2 (6.3 m agl)
wtt1	K2 m s-1	3rd order moment of the vertical (w) wind component, temperature, and temperature at level 1 (1.9 m agl)
wtt2	K2 m s-1	3rd order moment of the vertical (w) wind component, temperature, and temperature at level 2 (6.3 m agl)
wwt1	K m2 s-2	3rd order moment of the vertical (w), vertical (w) wind component, and temperature at level 1 (1.9 m agl)
wwt2	K m2 s-2	3rd order moment of the vertical (w), vertical (w) wind component, and temperature at level 2 (6.3 m agl)
uvq2	g m-1 s-2	3rd order moment of the streamwise (u), spanwise (v) wind component and specific humidity (q) at level 2 (6.3 m agl)
uwq2	g m-1 s-2	3rd order moment of the streamwise (u), vertical (w) wind component and specific humidity (q) at level 2 (6.3 m agl)
vwq2	g m-1 s-2	3rd order moment of the spanwise (v), vertical (w) wind component and specific humidity (q) at level 2 (6.3 m agl)
uqq2	g2 m-5 s-1	3rd order moment of the streamwise (u) wind component, specific humidity (q), and specific humidity (q) at level 2 (6.3 m agl)
uuq2	g m-1 s-2	3rd order moment of the streamwise (u), streamwise (u) wind component and specific humidity (q) at level 2 (6.3 m agl)
vqq2	g2 m-5 s-1	3rd order moment of the spanwise (v) wind component, specific humidity (q), and specific humidity (q) at level 2 (6.3 m agl)
vvq2	g m-1 s-2	3rd order moment of the spanwise (v), spanwise (v) wind component and specific humidity (q) at level 2 (6.3 m agl)
wqq2	g2 m-5 s-1	3rd order moment of the vertical (w) wind component, specific humidity (q), and specific humidity (q) at level 2 (6.3 m agl)
wwq2	g m-1 s-2	3rd order moment of the vertical (w), vertical (w) wind component and specific humidity (q) at level 2 (6.3 m agl)
uvc2	mg m-1 s-2	3rd order moment of the streamwise (u), spanwise (v) wind component and carbon dioxide (co2) at level 2 (6.3 m agl)
uwc2	mg m-1 s-2	3rd order moment of the streamwise (u), vertical (w) wind component and carbon dioxide (co2) at level 2 (6.3 m agl)
vwc2	mg m-1 s-2	3rd order moment of the spanwise (v), vertical (w) wind component and carbon dioxide (co2) at level 2 (6.3 m agl)
ucc2	mg2 m-5 s-1	3rd order moment of the streamwise (u) wind component, carbon dioxide (co2), and carbon dioxide (co2) at level 2 (6.3 m agl)
uuc2	mg m-1 s-2	3rd order moment of the streamwise (u), streamwise (u) wind component and carbon dioxide (co2) at level 2 (6.3 m agl)
vcc2	mg2 m-5 s-1	3rd order moment of the spanwise (v) wind component, carbon dioxide (co2), and carbon dioxide (co2) at level 2 (6.3 m agl)
vvc2	mg m-1 s-2	3rd order moment of the spanwise (v), spanwise (v) wind component and carbon dioxide (co2) at level 2 (6.3 m agl)
wcc2	mg2 m-5 s-1	3rd order moment of the vertical (w) wind component, carbon dioxide (co2), and carbon dioxide (co2) at level 2 (6.3 m agl)
wwc2	mg m-1 s-2	3rd order moment of the vertical (w), vertical (w) wind component and carbon dioxide (co2) at level 2 (6.3 m agl)
lf_p1	Pa	Low-frequency pressure adjusted to measurement height at level 1 (1.9 m agl)
lf_p2	Pa	Low-frequency pressure adjusted to measurement height at level 2 (6.3 m agl)
lf_t1	K	Low-frequency temperature adjusted to measurement height at level 1 (1.9 m agl)
lf_t2	K	Low-frequency temperature adjusted to measurement height at level 2 (6.3 m agl)
lf_q1	kg kg-1	Low-frequency specific humidity adjusted to measurement height at level 1 (1.9 m agl)
lf_q2	kg kg-1	Low-frequency specific humidity adjusted to measurement height at level 2 (6.3 m agl)
rho1	kg m-3	Low-frequency air density adjusted to measurement height at level 1 (1.9 m agl)
rho2	kg m-3	Low-frequency air density adjusted to measurement height at level 2 (6.3 m agl)
cp1	J kg-1 K-1	Low-frequency specific heat of moist air from specific humidity at level 1 (1.9 m agl)
cp2	J kg-1 K-1	Low-frequency specific heat of moist air from specific humidity at level 2 (6.3 m agl)
lv2	J kg-1	Low-frequency enthalpy of vaporization adjusted to measurement height at level 2 (6.3 m agl)
swout	W m-2	Averaged outgoing shortwave radiation away from the surface (approx. 2.0 m agl; slope parallel)
swin	W m-2	Averaged incoming shortwave radiation towards the surface (approx. 2.0 m agl; slope parallel)
lwout	W m-2	Averaged outgoing longwave radiation away from the surface (approx. 2.0 m agl; slope parallel)
lwin	W m-2	Averaged incoming longwave radiation towards the surface (approx. 2.0 m agl; slope parallel)
zd	m	zero-plane displacement height
ust1	m s-1	friction velocity at level 1 (1.9 m agl); detrending and corrections applied
ust2	m s-1	friction velocity at level 2 (6.3 m agl); detrending and corrections applied
zol1	-	dimensionless length parameter (z over L) with z being the height above ground and L being the Monin-Obukhov length at level 1 (1.9 m agl); detrending and corrections applied
zol2	-	dimensionless length parameter (z over L) with z being the height above ground and L being the Monin-Obukhov length at level 2 (6.3 m agl); detrending and corrections applied
fc1_frc_var_t1	-	frequency response correction factor for first correction for the variance of the temperature at level 1 (1.9 m agl)
fc1_frc_var_w1	-	frequency response correction factor for first correction for the variance of the vertical (w) wind component at level 1 (1.9 m agl)
fc1_frc_var_u1	-	frequency response correction factor for first correction for the variance of the streamwise (u) wind component at level 1 (1.9 m agl)
fc1_frc_var_v1	-	frequency response correction factor for first correction for the variance of the spanwise (v) wind component at level 1 (1.9 m agl)
fc1_frc_wt1	-	frequency response correction factor for first correction for the covariance of the vertical (w) wind component and temperature at level 1 (1.9 m agl)
fc1_frc_ut1	-	frequency response correction factor for first correction for the covariance of the streamwise (u) wind component and temperature at level 1 (1.9 m agl)
fc1_frc_vt1	-	frequency response correction factor for first correction for the covariance of the spanwise (v) wind component and temperature at level 1 (1.9 m agl)
fc1_frc_uw1	-	frequency response correction factor for first correction for the covariance of the streamwise (u) and vertical (w) wind component at level 1 (1.9 m agl)
fc1_frc_vw1	-	frequency response correction factor for first correction for the covariance of the spanwise (v) and vertical (w) wind component at level 1 (1.9 m agl)
fc1_frc_var_t2	-	frequency response correction factor for first correction for the variance of the temperature at level 2 (6.3 m agl)
fc1_frc_var_w2	-	frequency response correction factor for first correction for the variance of the vertical (w) wind component at level 2 (6.3 m agl)
fc1_frc_var_u2	-	frequency response correction factor for first correction for the variance of the streamwise (u) wind component at level 2 (6.3 m agl)
fc1_frc_var_v2	-	frequency response correction factor for first correction for the variance of the spanwise (v) wind component at level 2 (6.3 m agl)
fc1_frc_wt2	-	frequency response correction factor for first correction for the covariance of the vertical (w) wind component and temperature at level 2 (6.3 m agl)
fc1_frc_ut2	-	frequency response correction factor for first correction for the covariance of the streamwise (u) wind component and temperature at level 2 (6.3 m agl)
fc1_frc_vt2	-	frequency response correction factor for first correction for the covariance of the spanwise (v) wind component and temperature at level 2 (6.3 m agl)
fc1_frc_uw2	-	frequency response correction factor for first correction for the covariance of the streamwise (u) and vertical (w) wind component at level 2 (6.3 m agl)
fc1_frc_vw2	-	frequency response correction factor for first correction for the covariance of the spanwise (v) and vertical (w) wind component at level 2 (6.3 m agl)
fc1_frc_var_h2o2	-	frequency response correction factor for first correction for the variance of the water vapor (h2o) at level 2 (6.3 m agl)
fc1_frc_wq2	-	frequency response correction factor for first correction for the covariance of the vertical (w) wind component and specific humidity (q) at level 2 (6.3 m agl)
fc1_frc_uq2	-	frequency response correction factor for first correction for the covariance of the streamwise (u) wind component and specific humidity (q) at level 2 (6.3 m agl)
fc1_frc_vq2	-	frequency response correction factor for first correction for the covariance of the spanwise (v) wind component and specific humidity (q) at level 2 (6.3 m agl)
fc1_frc_var_co22	-	frequency response correction factor for first correction for the variance of the carbon dioxide (co2) at level 2 (6.3 m agl)
fc1_frc_wc2	-	frequency response correction factor for first correction for the covariance of the vertical (w) wind component and carbon dioxide (co2) at level 2 (6.3 m agl)
fc1_frc_uc2	-	frequency response correction factor for first correction for the covariance of the streamwise (u) wind component and carbon dioxide (co2) at level 2 (6.3 m agl)
fc1_frc_vc2	-	frequency response correction factor for first correction for the covariance of the spanwise (v) wind component and carbon dioxide (co2) at level 2 (6.3 m agl)
fc1_snd_wt1	K m s-1	Sonic heat flux (snd) correction for first correction for the covariance of the vertical (w) wind component and temperature at level 1 (1.9 m agl)
fc1_snd_wt2	K m s-1	Sonic heat flux (snd) correction for first correction for the covariance of the vertical (w) wind component and temperature at level 2 (6.3 m agl)
fc1_snd_var_t1	K2	Sonic heat flux (snd) correction for first correction for the variance of temperature at level 1 (1.9 m agl)
fc1_snd_var_t2	K2	Sonic heat flux (snd) correction for first correction for the variance of temperature at level 2 (6.3 m agl)
fc1_wpl_wq2	g m-2 s-1	WPL correction for first correction for the covariance of the vertical (w) wind component and specific humidity (q) at level 2 (6.3 m agl)
fc1_wpl_wc2	mg m-2 s-1	WPL correction for first correction for the covariance of the vertical (w) wind component and carbon dioxide (co2) at level 2 (6.3 m agl)
fc1_oxy_wq1	-	first oxygen correction factor for the covariance of the vertical (w) wind component and specific humidity (q) at level 1 (6.3 m agl)
fc2_oxy_wq1	-	second oxygen correction factor for the covariance of the vertical (w) wind component and specific humidity (q) at level 1 (6.3 m agl)
fc2_frc_var_t1	-	frequency response correction factor for second correction for the variance of the temperature at level 1 (1.9 m agl)
fc2_frc_var_w1	-	frequency response correction factor for second correction for the variance of the vertical (w) wind component at level 1 (1.9 m agl)
fc2_frc_var_u1	-	frequency response correction factor for second correction for the variance of the streamwise (u) wind component at level 1 (1.9 m agl)
fc2_frc_var_v1	-	frequency response correction factor for second correction for the variance of the spanwise (v) wind component at level 1 (1.9 m agl)
fc2_frc_wt1	-	frequency response correction factor for second correction for the covariance of the vertical (w) wind component and temperature at level 1 (1.9 m agl)
fc2_frc_ut1	-	frequency response correction factor for second correction for the covariance of the streamwise (u) wind component and temperature at level 1 (1.9 m agl)
fc2_frc_vt1	-	frequency response correction factor for second correction for the covariance of the spanwise (v) wind component and temperature at level 1 (1.9 m agl)
fc2_frc_uw1	-	frequency response correction factor for second correction for the covariance of the streamwise (u) and vertical (w) wind component at level 1 (1.9 m agl)
fc2_frc_vw1	-	frequency response correction factor for second correction for the covariance of the spanwise (v) and vertical (w) wind component at level 1 (1.9 m agl)
fc2_frc_var_t2	-	frequency response correction factor for second correction for the variance of the temperature at level 2 (6.3 m agl)
fc2_frc_var_w2	-	frequency response correction factor for second correction for the variance of the vertical (w) wind component at level 2 (6.3 m agl)
fc2_frc_var_u2	-	frequency response correction factor for second correction for the variance of the streamwise (u) wind component at level 2 (6.3 m agl)
fc2_frc_var_v2	-	frequency response correction factor for second correction for the variance of the spanwise (v) wind component at level 2 (6.3 m agl)
fc2_frc_wt2	-	frequency response correction factor for second correction for the covariance of the vertical (w) wind component and temperature at level 2 (6.3 m agl)
fc2_frc_ut2	-	frequency response correction factor for second correction for the covariance of the streamwise (u) wind component and temperature at level 2 (6.3 m agl)
fc2_frc_vt2	-	frequency response correction factor for second correction for the covariance of the spanwise (v) wind component and temperature at level 2 (6.3 m agl)
fc2_frc_uw2	-	frequency response correction factor for second correction for the covariance of the streamwise (u) and vertical (w) wind component at level 2 (6.3 m agl)
fc2_frc_vw2	-	frequency response correction factor for second correction for the covariance of the spanwise (v) and vertical (w) wind component at level 2 (6.3 m agl)
fc2_frc_var_h2o2	-	frequency response correction factor for second correction for the variance of the water vapor (h2o) at level 2 (6.3 m agl)
fc2_frc_wq2	-	frequency response correction factor for second correction for the covariance of the vertical (w) wind component and specific humidity (q) at level 2 (6.3 m agl)
fc2_frc_uq2	-	frequency response correction factor for second correction for the covariance of the streamwise (u) wind component and specific humidity (q) at level 2 (6.3 m agl)
fc2_frc_vq2	-	frequency response correction factor for second correction for the covariance of the spanwise (v) wind component and specific humidity (q) at level 2 (6.3 m agl)
fc2_frc_var_co22	-	frequency response correction factor for second correction for the variance of the carbon dioxide (co2) at level 2 (6.3 m agl)
fc2_frc_wc2	-	frequency response correction factor for second correction for the covariance of the vertical (w) wind component and carbon dioxide (co2) at level 2 (6.3 m agl)
fc2_frc_uc2	-	frequency response correction factor for second correction for the covariance of the streamwise (u) wind component and carbon dioxide (co2) at level 2 (6.3 m agl)
fc2_frc_vc2	-	frequency response correction factor for second correction for the covariance of the spanwise (v) wind component and carbon dioxide (co2) at level 2 (6.3 m agl)
fc2_snd_wt1	K m s-1	Sonic heat flux (snd) correction for second correction for the covariance of the vertical (w) wind component and temperature at level 1 (1.9 m agl)
fc2_snd_wt2	K m s-1	Sonic heat flux (snd) correction for second correction for the covariance of the vertical (w) wind component and temperature at level 2 (6.3 m agl)
fc2_snd_var_t1	K2	Sonic heat flux (snd) correction for second correction for the variance of temperature at level 1 (1.9 m agl)
fc2_snd_var_t2	K2	Sonic heat flux (snd) correction for second correction for the variance of temperature at level 2 (6.3 m agl)
fc2_wpl_wq2	g m-2 s-1	WPL correction for second correction for the covariance of the vertical (w) wind component and specific humidity (q) at level 2 (6.3 m agl)
fc2_wpl_wc2	mg m-2 s-1	WPL correction for second correction for the covariance of the vertical (w) wind component and carbon dioxide (co2) at level 2 (6.3 m agl)
var_u1_fc	m2 s-2	variance of the streamwise (u) wind component after flux correction at level 1 (1.9 m agl)
var_u2_fc	m2 s-2	variance of the streamwise (u) wind component after flux correction at level 2 (6.3 m agl)
var_v1_fc	m2 s-2	variance of the spanwise (v) wind component after flux correction at level 1 (1.9 m agl)
var_v2_fc	m2 s-2	variance of the spanwise (v) wind component after flux correction at level 2 (6.3 m agl)
var_w1_fc	m2 s-2	variance of the vertical (w) wind component after flux correction at level 1 (1.9 m agl)
var_w2_fc	m2 s-2	variance of the vertical (w) wind component after flux correction at level 2 (6.3 m agl)
var_t1_fc	K2	variance of the temperature after flux correction at level 1 (1.9 m agl)
var_t2_fc	K2	variance of the temperature after flux correction at level 2 (6.3 m agl)
var_h2o2_fc	g2 m-6	variance of the water vapor (h2o) after flux correction at level 2 (6.3 m agl)
var_co22_fc	mg2 m-6	variance of the carbon dioxide (co2) after flux correction at level 2 (6.3 m agl)
ut1_fc	K m s-1	covariance of the streamwise (u) wind component and temperature after flux correction at level 1 (1.9 m agl)
ut2_fc	K m s-1	covariance of the streamwise (u) wind component and temperature after flux correction at level 2 (6.3 m agl)
vt1_fc	K m s-1	covariance of the spanwise (v) wind component and temperature after flux correction at level 1 (1.9 m agl)
vt2_fc	K m s-1	covariance of the spanwise (v) wind component and temperature after flux correction at level 2 (6.3 m agl)
wt1_fc	K m s-1	covariance of the vertical (w) wind component and temperature after flux correction at level 1 (1.9 m agl)
wt2_fc	K m s-1	covariance of the vertical (w) wind component and temperature after flux correction at level 2 (6.3 m agl)
uq2_fc	g m-2 s-1	covariance of the streamwise (u) wind component and specific humidity (q) after flux correction at level 2 (6.3 m agl)
vq2_fc	g m-2 s-1	covariance of the spanwise (v) wind component and specific humidity (q) after flux correction at level 2 (6.3 m agl)
wq2_fc	g m-2 s-1	covariance of the vertical (w) wind component and specific humidity (q) after flux correction at level 2 (6.3 m agl)
uc2_fc	mg m-2 s-1	covariance of the streamwise (u) wind component and carbon dioxide (co2) after flux correction at level 2 (6.3 m agl)
vc2_fc	mg m-2 s-1	covariance of the spanwise (v) wind component and carbon dioxide (co2) after flux correction at level 2 (6.3 m agl)
wc2_fc	mg m-2 s-1	covariance of the vertical (w) wind component and carbon dioxide (co2) after flux correction at level 2 (6.3 m agl)
uw1_fc	m2 s-2	covariance of the streamwise (u) and vertical (w) wind component after flux correction at level 1 (1.9 m agl)
uw2_fc	m2 s-2	covariance of the streamwise (u) and vertical (w) wind component after flux correction at level 2 (6.3 m agl)
vw1_fc	m2 s-2	covariance of the spanwise (v) and vertical (w) wind component after flux correction at level 1 (1.9 m agl)
vw2_fc	m2 s-2	covariance of the spanwise (v) and vertical (w) wind component after flux correction at level 2 (6.3 m agl)
ust1_fc	m s-1	friction velocity after flux correction at level 1 (1.9 m agl)
ust2_fc	m s-1	friction velocity after flux correction at level 2 (6.3 m agl)
zol1_fc	-	dimensionless length parameter (z over L) with z being the height above ground and L being the Monin-Obukhov length after flux correction at level 1 (1.9 m agl)
zol2_fc	-	dimensionless length parameter (z over L) with z being the height above ground and L being the Monin-Obukhov length after flux correction at level 2 (6.3 m agl)
wq_molfrac2_fc	m s-1 mmol mol-1	covariance of the vertical (w) wind component and specific humidity (q) in mol-fraction after flux correction at level 2 (6.3 m agl)
wc_molfrac2_fc	m s-1 mumol mol-1	covariance of the vertical (w) wind component and carbon dioxide (co2) in mol-fraction after flux correction at level 2 (6.3 m agl)
sh1	W m-2	sensibe heat flux from wt1_fc (i.e. detrending, double rotation, and corrections applied), rho, and cp at level 1 (1.9 m agl)
sh2	W m-2	sensibe heat flux from wt2_fc (i.e. detrending, double rotation, and corrections applied), rho, and cp at level 2 (6.3 m agl)
le2	W m-2	laten heat flux from wq1_fc (i.e. detrending, double rotation, and corrections applied) and lv at level 2 (6.3 m agl)
le_molfrac2	W m-2	laten heat flux from wq_molfrac1_fc (i.e. detrending, double rotation, and corrections applied) and lv at level 2 (6.3 m agl)
stat_fw96_var_u1	%	Stationarity test after Foken and Wichura (1997) for the variance of the streamwise wind component u at level 1 (1.9 m agl)
stat_fw96_var_u2	%	Stationarity test after Foken and Wichura (1997) for the variance of the streamwise wind component u at level 2 (6.3 m agl)
stat_fw96_var_v1	%	Stationarity test after Foken and Wichura (1997) for the variance of the spanwise wind component v at level 1 (1.9 m agl)
stat_fw96_var_v2	%	Stationarity test after Foken and Wichura (1997) for the variance of the spanwise wind component v at level 2 (6.3 m agl)
stat_fw96_var_w1	%	Stationarity test after Foken and Wichura (1997) for the variance of the vertical wind component w at level 1 (1.9 m agl)
stat_fw96_var_w2	%	Stationarity test after Foken and Wichura (1997) for the variance of the vertical wind component w at level 2 (6.3 m agl)
stat_fw96_var_t1	%	Stationarity test after Foken and Wichura (1997) for the variance of the sonic temperature at level 1 (1.9 m agl)
stat_fw96_var_t2	%	Stationarity test after Foken and Wichura (1997) for the variance of the sonic temperature at level 2 (6.3 m agl)
stat_fw96_var_h2o2	%	Stationarity test after Foken and Wichura (1997) for the variance of water vapor h2o at level 2 (6.3 m agl)
stat_fw96_var_co22	%	Stationarity test after Foken and Wichura (1997) for the variance of carbon dioxide co2 at level 2 (6.3 m agl)
stat_fw96_uv1	%	Stationarity test after Foken and Wichura (1997) for the covariance of the streamwise (u) and spanwise (v) wind component at level 1 (1.9 m agl)
stat_fw96_uv2	%	Stationarity test after Foken and Wichura (1997) for the covariance of the streamwise (u) and spanwise (v) wind component at level 2 (6.3 m agl)
stat_fw96_uw1	%	Stationarity test after Foken and Wichura (1997) for the covariance of the streamwise (u) and vertical (w) wind component at level 1 (1.9 m agl)
stat_fw96_uw2	%	Stationarity test after Foken and Wichura (1997) for the covariance of the streamwise (u) and vertical (w) wind component at level 2 (6.3 m agl)
stat_fw96_vw1	%	Stationarity test after Foken and Wichura (1997) for the covariance of the spanwise (v) and vertical (w) wind component at level 1 (1.9 m agl)
stat_fw96_vw2	%	Stationarity test after Foken and Wichura (1997) for the covariance of the spanwise (v) and vertical (w) wind component at level 2 (6.3 m agl)
stat_fw96_ut1	%	Stationarity test after Foken and Wichura (1997) for the covariance of the streamwise (u) wind component and temperature at level 1 (1.9 m agl)
stat_fw96_ut2	%	Stationarity test after Foken and Wichura (1997) for the covariance of the streamwise (u) wind component and temperature at level 2 (6.3 m agl)
stat_fw96_vt1	%	Stationarity test after Foken and Wichura (1997) for the covariance of the spanwise (v) wind component and temperature at level 1 (1.9 m agl)
stat_fw96_vt2	%	Stationarity test after Foken and Wichura (1997) for the covariance of the spanwise (v) wind component and temperature at level 2 (6.3 m agl)
stat_fw96_wt1	%	Stationarity test after Foken and Wichura (1997) for the covariance of the vertical (w) wind component and temperature at level 1 (1.9 m agl)
stat_fw96_wt2	%	Stationarity test after Foken and Wichura (1997) for the covariance of the vertical (w) wind component and temperature at level 2 (6.3 m agl)
stat_fw96_uq2	%	Stationarity test after Foken and Wichura (1997) for the covariance of the streamwise (u) wind component and specific humidity (q) at level 2 (6.3 m agl)
stat_fw96_vq2	%	Stationarity test after Foken and Wichura (1997) for the covariance of the spanwise (v) wind component and specific humidity (q) at level 2 (6.3 m agl)
stat_fw96_wq2	%	Stationarity test after Foken and Wichura (1997) for the covariance of the vertical (w) wind component and specific humidity (q) at level 2 (6.3 m agl)
stat_fw96_uc2	%	Stationarity test after Foken and Wichura (1997) for the covariance of the streamwise (u) wind component and carbon dioxide (co2) at level 2 (6.3 m agl)
stat_fw96_vc2	%	Stationarity test after Foken and Wichura (1997) for the covariance of the spanwise (v) wind component and carbon dioxide (co2) at level 2 (6.3 m agl)
stat_fw96_wc2	%	Stationarity test after Foken and Wichura (1997) for the covariance of the vertical (w) wind component and carbon dioxide (co2) at level 2 (6.3 m agl)
ucty_w73_var_u1	-	Uncertainty test after Wyngaard (1973) and Stiperski and Rotach (2016) for the variance of the streamwise wind component u at level 1 (1.9 m agl)
ucty_w73_var_v1	-	Uncertainty test after Wyngaard (1973) and Stiperski and Rotach (2016) for the variance of the spanwise wind component v at level 1 (1.9 m agl)
ucty_w73_var_w1	-	Uncertainty test after Wyngaard (1973) and Stiperski and Rotach (2016) for the variance of the vertical wind component w at level 1 (1.9 m agl)
ucty_w73_var_t1	-	Uncertainty test after Wyngaard (1973) and Stiperski and Rotach (2016) for the variance of the sonic temperature at level 1 (1.9 m agl)
ucty_w73_uv1	-	Uncertainty test after Wyngaard (1973) and Stiperski and Rotach (2016) for the covariance of the streamwise (u) and spanwise (v) wind component at level 1 (1.9 m agl)
ucty_w73_uw1	-	Uncertainty test after Wyngaard (1973) and Stiperski and Rotach (2016) for the covariance of the streamwise (u) and vertical (w) wind component at level 1 (1.9 m agl)
ucty_w73_vw1	-	Uncertainty test after Wyngaard (1973) and Stiperski and Rotach (2016) for the covariance of the spanwise (v) and vertical (w) wind component at level 1 (1.9 m agl)
ucty_w73_ut1	-	Uncertainty test after Wyngaard (1973) and Stiperski and Rotach (2016) for the covariance of the streamwise (u) wind component and temperature at level 1 (1.9 m agl)
ucty_w73_vt1	-	Uncertainty test after Wyngaard (1973) and Stiperski and Rotach (2016) for the covariance of the spanwise (v) wind component and temperature at level 1 (1.9 m agl)
ucty_w73_wt1	-	Uncertainty test after Wyngaard (1973) and Stiperski and Rotach (2016) for the covariance of the vertical (w) wind component and temperature at level 1 (1.9 m agl)
ucty_w73_var_u2	-	Uncertainty test after Wyngaard (1973) and Stiperski and Rotach (2016) for the variance of the streamwise wind component u at level 2 (6.3 m agl)
ucty_w73_var_v2	-	Uncertainty test after Wyngaard (1973) and Stiperski and Rotach (2016) for the variance of the spanwise wind component v at level 2 (6.3 m agl)
ucty_w73_var_w2	-	Uncertainty test after Wyngaard (1973) and Stiperski and Rotach (2016) for the variance of the vertical wind component w at level 2 (6.3 m agl)
ucty_w73_var_t2	-	Uncertainty test after Wyngaard (1973) and Stiperski and Rotach (2016) for the variance of the sonic temperature at level 2 (6.3 m agl)
ucty_w73_var_h2o2	-	Uncertainty test after Wyngaard (1973) and Stiperski and Rotach (2016) for the variance of water vapor h2o at level 2 (6.3 m agl)
ucty_w73_var_co22	-	Uncertainty test after Wyngaard (1973) and Stiperski and Rotach (2016) for the variance of carbon dioxide co2 at level 2 (6.3 m agl)
ucty_w73_uv2	-	Uncertainty test after Wyngaard (1973) and Stiperski and Rotach (2016) for the covariance of the streamwise (u) and spanwise (v) wind component at level 2 (6.3 m agl)
ucty_w73_uw2	-	Uncertainty test after Wyngaard (1973) and Stiperski and Rotach (2016) for the covariance of the streamwise (u) and vertical (w) wind component at level 2 (6.3 m agl)
ucty_w73_vw2	-	Uncertainty test after Wyngaard (1973) and Stiperski and Rotach (2016) for the covariance of the spanwise (v) and vertical (w) wind component at level 2 (6.3 m agl)
ucty_w73_ut2	-	Uncertainty test after Wyngaard (1973) and Stiperski and Rotach (2016) for the covariance of the streamwise (u) wind component and temperature at level 2 (6.3 m agl)
ucty_w73_vt2	-	Uncertainty test after Wyngaard (1973) and Stiperski and Rotach (2016) for the covariance of the spanwise (v) wind component and temperature at level 2 (6.3 m agl)
ucty_w73_wt2	-	Uncertainty test after Wyngaard (1973) and Stiperski and Rotach (2016) for the covariance of the vertical (w) wind component and temperature at level 2 (6.3 m agl)
ucty_w73_uq2	-	Uncertainty test after Wyngaard (1973) and Stiperski and Rotach (2016) for the covariance of the streamwise (u) wind component and specific humidity (q) at level 2 (6.3 m agl)
ucty_w73_vq2	-	Uncertainty test after Wyngaard (1973) and Stiperski and Rotach (2016) for the covariance of the spanwise (v) wind component and specific humidity (q) at level 2 (6.3 m agl)
ucty_w73_wq2	-	Uncertainty test after Wyngaard (1973) and Stiperski and Rotach (2016) for the covariance of the vertical (w) wind component and specific humidity (q) at level 2 (6.3 m agl)
ucty_w73_uc2	-	Uncertainty test after Wyngaard (1973) and Stiperski and Rotach (2016) for the covariance of the streamwise (u) wind component and carbon dioxide (co2) at level 2 (6.3 m agl)
ucty_w73_vc2	-	Uncertainty test after Wyngaard (1973) and Stiperski and Rotach (2016) for the covariance of the spanwise (v) wind component and carbon dioxide (co2) at level 2 (6.3 m agl)
ucty_w73_wc2	-	Uncertainty test after Wyngaard (1973) and Stiperski and Rotach (2016) for the covariance of the vertical (w) wind component and carbon dioxide (co2) at level 2 (6.3 m agl)
Quality flags	-	All quality flags below are defined as followed: -1: unphysical data 0: physical data 1: also absolute value of skewness smaller 2 and kurtosis smaller than 8 2: also stationarity smaller 30% and uncertainty test smaller 0.5
qcflag_var_u1	-	Quality flag for the variance of the streamwise wind component u at level 1 (1.9 m agl)
qcflag_var_u2	-	Quality flag for the variance of the streamwise wind component u at level 2 (6.3 m agl)
qcflag_var_v1	-	Quality flag for the variance of the spanwise wind component v at level 1 (1.9 m agl)
qcflag_var_v2	-	Quality flag for the variance of the spanwise wind component v at level 2 (6.3 m agl)
qcflag_var_w1	-	Quality flag for the variance of the vertical wind component w at level 1 (1.9 m agl)
qcflag_var_w2	-	Quality flag for the variance of the vertical wind component w at level 2 (6.3 m agl)
qcflag_uv1	-	Quality flag for the covariance of the streamwise (u) and spanwise (v) wind component at level 1 (1.9 m agl)
qcflag_uv2	-	Quality flag for the covariance of the streamwise (u) and spanwise (v) wind component at level 2 (6.3 m agl)
qcflag_uw1	-	Quality flag for the covariance of the streamwise (u) and vertical (w) wind component at level 1 (1.9 m agl)
qcflag_uw2	-	Quality flag for the covariance of the streamwise (u) and vertical (w) wind component at level 2 (6.3 m agl)
qcflag_vw1	-	Quality flag for the covariance of the spanwise (v) and vertical (w) wind component at level 1 (1.9 m agl)
qcflag_vw2	-	Quality flag for the covariance of the spanwise (v) and vertical (w) wind component at level 2 (6.3 m agl)
qcflag_var_t1	-	Quality flag for the variance of temperature at level 1 (1.9 m agl)
qcflag_var_t2	-	Quality flag for the variance of temperature at level 2 (6.3 m agl)
qcflag_ut1	-	Quality flag for the covariance of the streamwise (u) wind component and temperature at level 1 (1.9 m agl)
qcflag_ut2	-	Quality flag for the covariance of the streamwise (u) wind component and temperature at level 2 (6.3 m agl)
qcflag_vt1	-	Quality flag for the covariance of the spanwise (v) wind component and temperature at level 1 (1.9 m agl)
qcflag_vt2	-	Quality flag for the covariance of the spanwise (v) wind component and temperature at level 2 (6.3 m agl)
qcflag_wt1	-	Quality flag for the covariance of the vertical (w) wind component and temperature at level 1 (1.9 m agl)
qcflag_wt2	-	Quality flag for the covariance of the vertical (w) wind component and temperature at level 2 (6.3 m agl)
qcflag_var_e1	-	Quality flag for the variance of turbulent kinetic energy at level 1 (1.9 m agl)
qcflag_var_e2	-	Quality flag for the variance of turbulent kinetic energy at level 2 (6.3 m agl)
qcflag_ust1	-	Quality flag for the friction velocity at level 1 (1.9 m agl)
qcflag_ust2	-	Quality flag for the friction velocity at level 2 (6.3 m agl)
qcflag_zol1	-	Quality flag for z over L with z being the height above ground and L being the Monin-Obukhov length at level 1 (1.9 m agl)
qcflag_zol2	-	Quality flag for z over L with z being the height above ground and L being the Monin-Obukhov length at level 2 (6.3 m agl)
qcflag_var_h2o2	-	Quality flag for the variance of water vapor (h2o) at level 2 (6.3 m agl)
qcflag_uq2	-	Quality flag for the covariance of the streamwise (u) wind component and specific humidity (q) after flux correction at level 2 (6.3 m agl)
qcflag_vq2	-	Quality flag for the covariance of the spanwise (v) wind component and specific humidity (q) after flux correction at level 2 (6.3 m agl)
qcflag_wq2	-	Quality flag for the covariance of the vertical (w) wind component and specific humidity (q) after flux correction at level 2 (6.3 m agl)
qcflag_var_co22	-	Quality flag for the variance of carbon dioxide (co2) at level 2 (6.3 m agl)
qcflag_uc2	-	Quality flag for the covariance of the streamwise (u) wind component and carbon dioxide (co2) after flux correction at level 2 (6.3 m agl)
qcflag_vc2	-	Quality flag for the covariance of the spanwise (v) wind component and carbon dioxide (co2) after flux correction at level 2 (6.3 m agl)
qcflag_wc2	-	Quality flag for the covariance of the vertical (w) wind component and carbon dioxide (co2) after flux correction at level 2 (6.3 m agl)
qcflag_all1_fc	-	Quality flag for all variables after the flux correction at level 1 (1.9 m agl)
qcflag_all2_fc	-	Quality flag for all variables after the flux correction at level 2 (6.3 m agl)
qcflag_var_t2_fc	-	Quality flag for the variance of temperature after the flux correction at level 2 (6.3 m agl)
qcflag_var_t1_fc	-	Quality flag for the variance of temperature after the flux correction at level 1 (1.9 m agl) including cross-dependency on w’q’

## 106 Arbeser
Parameter name	Unit	Description

Date/Time	-	Date and Time in UTC
nmiss_sonic1	-	missing data points per averaging period for the sonic anemometer at level 1 (4.7 m agl)
nflag_sonic1	-	data points when sonic anemometer flag is set per averaging period at level 1 (4.7 m agl)
nlim_u1	-	number of data points exceeding physical limits for the sonic u-component at level 1 (4.7 m agl)
nlim_v1	-	number of data points exceeding physical limits for the sonic v-component at level 1 (4.7 m agl)
nlim_w1	-	number of data points exceeding physical limits for the sonic w-component at level 1 (4.7 m agl)
nlim_t1	-	number of data points exceeding physical limits for the sonic temperature at level 1 (4.7 m agl)
nspk_u1	-	Number of spikes within averaging period (exceeding 3.5 times standard deviation) for the sonic u-component at level 1 (4.7 m agl)
nspk_v1	-	Number of spikes within averaging period (exceeding 3.5 times standard deviation) for the sonic v-component at level 1 (4.7 m agl)
nspk_w1	-	Number of spikes within averaging period (exceeding 3.5 times standard deviation) for the sonic w-component at level 1 (4.7 m agl)
nspk_t1	-	Number of spikes within averaging period (exceeding 3.5 times standard deviation) for the sonic temperature at level 1 (4.7 m agl)
nwdir_sonic1	-	Data points from within specified wind direction range around the mounting structure at level 1 (4.7 m agl)
nbad_u1	-	Sum of missing data, data flagged by the instrument, data exceeding physical limits, and spikes for the sonic u-component at level 1 (4.7 m agl)
nbad_v1	-	Sum of missing data, data flagged by the instrument, data exceeding physical limits, and spikes for the sonic v-component at level 1 (4.7 m agl)
nbad_w1	-	Sum of missing data, data flagged by the instrument, data exceeding physical limits, and spikes for the sonic w-component at level 1 (4.7 m agl)
nbad_t1	-	Sum of missing data, data flagged by the instrument, data exceeding physical limits, and spikes for the sonic temperature at level 1 (4.7 m agl)
mean_u1_unrot	m s-1	Mean value of the sonic u-component before double rotation, hence, unrotated at level 1 (4.7 m agl)
mean_v1_unrot	m s-1	Mean value of the sonic v-component before double rotation, hence, unrotated at level 1 (4.7 m agl)
mean_w1_unrot	m s-1	Mean value of the sonic w-component before double rotation, hence, unrotated at level 1 (4.7 m agl)
wdir1	deg	Mean wind direction at level 1 (4.7 m agl)
rot_alpha1	deg	First rotation angle for double rotation (alpha) at level 1 (4.7 m agl)
rot_beta1	deg	Second rotation angle for double rotation (beta) at level 1 (4.7 m agl)
mean_u1	m s-1	mean value of the double rotated streamwise wind component u, hence, vector averaged wind speed at level 1 (4.7 m agl)
mean_v1	m s-1	mean value of the double rotated spanwise wind component v at level 1 (4.7 m agl) – should be close to zero due to double rotation
mean_w1	m s-1	mean value of the double rotated vertical wind component w at level 1 (4.7 m agl) – should be close to zero due to double rotation
mean_t1	degC	mean value of the sonic temperature at level 1 (4.7 m agl)
mean_spd1	m s-1	scalar average of the wind speed at level 1 (4.7 m agl) – square root of the sum of the squared mean_u1_unrot, squared mean_v1_unrot, and squared mean_w1_unrot
mean_u1_flt	m s-1	Mean fluctuation of the streamwise wind component u after detrending at level 1 (4.7 m agl)
mean_v1_flt	m s-1	Mean fluctuation of the spanwise wind component v after detrending at level 1 (4.7 m agl)
mean_w1_flt	m s-1	Mean fluctuation of the vertical wind component w after detrending at level 1 (4.7 m agl)
mean_t1_flt	degC	Mean fluctuation of the temperature after detrending at level 1 (4.7 m agl)
mean_spd1_flt	m s-1	Mean fluctuation of the scalar average of the wind speed after detrending at level 1 (4.7 m agl)
mean_e1_flt	m2 s-2	Mean fluctuation of the turbulent kinetic energy after detrending at level 1 (4.7 m agl)
var_u1	m2 s-2	Variance of the streamwise wind component u at level 1 (4.7 m agl)
var_v1	m2 s-2	Variance of the spanwise wind component v at level 1 (4.7 m agl)
var_w1	m2 s-2	Variance of the vertical wind component w at level 1 (4.7 m agl)
var_t1	K2	Variance of the sonic temperature at level 1 (4.7 m agl)
var_spd1	m2 s-2	Variance of the vector averaged horizontal wind speed at level 1 (4.7 m agl)
var_e1	m4 s-4	Variance of the turbulent kinetic energy at level 1 (4.7 m agl)
skew_u1	-	Skewness of the streamwise wind component u at level 1 (4.7 m agl)
skew_v1	-	Skewness of the spanwise wind component v at level 1 (4.7 m agl)
skew_w1	-	Skewness of the vertical wind component w at level 1 (4.7 m agl)
skew_t1	-	Skewness of the sonic temperature at level 1 (4.7 m agl)
skew_spd1	-	Skewness of the vector averaged horizontal wind speed at level 1 (4.7 m agl)
skew_e1	-	Skewness of the turbulent kinetic energy at level 1 (4.7 m agl)
kurt_u1	-	Kurtosis of the streamwise wind component u at level 1 (4.7 m agl)
kurt_v1	-	Kurtosis of the spanwise wind component v at level 1 (4.7 m agl)
kurt_w1	-	Kurtosis of the vertical wind component w at level 1 (4.7 m agl)
kurt_t1	-	Kurtosis of the sonic temperature at level 1 (4.7 m agl)
kurt_spd1	-	Kurtosis of the vector averaged horizontal wind speed at level 1 (4.7 m agl)
kurt_e1	-	Kurtosis of the turbulent kinetic energy at level 1 (4.7 m agl)
uv1	m2 s-2	covariance of the streamwise (u) and spanwise (v) wind component at level 1 (4.7 m agl)
uw1	m2 s-2	covariance of the streamwise (u) and vertical (w) wind component at level 1 (4.7 m agl)
vw1	m2 s-2	covariance of the spanwise (v) and vertical (w) wind component at level 1 (4.7 m agl)
ut1	K m s-1	covariance of the streamwise (u) wind component and temperature at level 1 (4.7 m agl)
vt1	K m s-1	covariance of the spanwise (v) wind component and temperature at level 1 (4.7 m agl)
wt1	K m s-1	covariance of the vertical (w) wind component and temperature at level 1 (4.7 m agl)
ue1	m3 s-3	covariance of the streamwise (u) wind component and turbulent kinetic energy at level 1 (4.7 m agl)
ve1	m3 s-3	covariance of the spanwise (v) wind component and turbulent kinetic energy at level 1 (4.7 m agl)
we1	m3 s-3	covariance of the vertical (w) wind component and turbulent kinetic energy at level 1 (4.7 m agl)
uvw1	m3 s-3	3rd order moment of the streamwise (u), spanwise (v), and vertical (w) wind component at level 1 (4.7 m agl)
uuv1	m3 s-3	3rd order moment of the streamwise (u), streamwise (u), and spanwise (v) wind component at level 1 (4.7 m agl)
uvv1	m3 s-3	3rd order moment of the streamwise (u), spanwise (v), and spanwise (v) wind component at level 1 (4.7 m agl)
uuw1	m3 s-3	3rd order moment of the streamwise (u), streamwise (u), and vertical (w) wind component at level 1 (4.7 m agl)
uww1	m3 s-3	3rd order moment of the streamwise (u), vertical (w), and vertical (w) wind component at level 1 (4.7 m agl)
vvw1	m3 s-3	3rd order moment of the spanwise (v), spanwise (v), and vertical (w) wind component at level 1 (4.7 m agl)
vww1	m3 s-3	3rd order moment of the spanwise (v), vertical (w), and vertical (w) wind component at level 1 (4.7 m agl)
uvt1	K m2 s-2	3rd order moment of the streamwise (u), spanwise (v) wind component and temperature at level 1 (4.7 m agl)
uwt1	K m2 s-2	3rd order moment of the streamwise (u), vertical (w) wind component and temperature at level 1 (4.7 m agl)
vwt1	K m2 s-2	3rd order moment of the spanwise (v), vertical (w) wind component and temperature at level 1 (4.7 m agl)
utt1	K2 m s-1	3rd order moment of the streamwise (u) wind component, temperature, and temperature at level 1 (4.7 m agl)
uut1	K m2 s-2	3rd order moment of the streamwise (u), streamwise (u) wind component, and temperature at level 1 (4.7 m agl)
vtt1	K2 m s-1	3rd order moment of the spanwise (v) wind component, temperature, and temperature at level 1 (4.7 m agl)
vvt1	K m2 s-2	3rd order moment of the spanwise (v), spanwise (v) wind component, and temperature at level 1 (4.7 m agl)
wtt1	K2 m s-1	3rd order moment of the vertical (w) wind component, temperature, and temperature at level 1 (4.7 m agl)
wwt1	K m2 s-2	3rd order moment of the vertical (w), vertical (w) wind component, and temperature at level 1 (4.7 m agl)
lf_p1	Pa	Low-frequency pressure adjusted to measurement height at level 1 (4.7 m agl)
lf_t1	K	Low-frequency temperature adjusted to measurement height at level 1 (4.7 m agl)
lf_q1	kg kg-1	Low-frequency specific humidity adjusted to measurement height at level 1 (4.7 m agl)
rho1	kg m-3	Low-frequency air density adjusted to measurement height at level 1 (4.7 m agl)
cp1	J kg-1 K-1	Low-frequency specific heat of moist air from specific humidity at level 1 (4.7 m agl)
swout	W m-2	Averaged outgoing shortwave radiation away from the surface (approx. 1.0 m agl)
swin	W m-2	Averaged incoming shortwave radiation towards the surface (approx. 1.0 m agl)
lwout	W m-2	Averaged outgoing longwave radiation away from the surface (approx. 1.0 m agl)
lwin	W m-2	Averaged incoming longwave radiation towards the surface (approx. 1.0 m agl)
zd	m	zero-plane displacement height
ust1	m s-1	friction velocity at level 1 (4.7 m agl); detrending and corrections applied
zol1	-	dimensionless length parameter (z over L) with z being the height above ground and L being the Monin-Obukhov length at level 1 (4.7 m agl); detrending and corrections applied
fc1_frc_var_t1	-	frequency response correction factor for first correction for the variance of the temperature at level 1 (4.7 m agl)
fc1_frc_var_w1	-	frequency response correction factor for first correction for the variance of the vertical (w) wind component at level 1 (4.7 m agl)
fc1_frc_var_u1	-	frequency response correction factor for first correction for the variance of the streamwise (u) wind component at level 1 (4.7 m agl)
fc1_frc_var_v1	-	frequency response correction factor for first correction for the variance of the spanwise (v) wind component at level 1 (4.7 m agl)
fc1_frc_wt1	-	frequency response correction factor for first correction for the covariance of the vertical (w) wind component and temperature at level 1 (4.7 m agl)
fc1_frc_ut1	-	frequency response correction factor for first correction for the covariance of the streamwise (u) wind component and temperature at level 1 (4.7 m agl)
fc1_frc_vt1	-	frequency response correction factor for first correction for the covariance of the spanwise (v) wind component and temperature at level 1 (4.7 m agl)
fc1_frc_uw1	-	frequency response correction factor for first correction for the covariance of the streamwise (u) and vertical (w) wind component at level 1 (4.7 m agl)
fc1_frc_vw1	-	frequency response correction factor for first correction for the covariance of the spanwise (v) and vertical (w) wind component at level 1 (4.7 m agl)
fc1_oxy_wq1	-	first oxygen correction factor for the covariance of the vertical (w) wind component and specific humidity (q) at level 1 (4.7 m agl)
fc2_oxy_wq1	-	second oxygen correction factor for the covariance of the vertical (w) wind component and specific humidity (q) at level 1 (4.7 m agl)
fc2_frc_var_t1	-	frequency response correction factor for second correction for the variance of the temperature at level 1 (4.7 m agl)
fc2_frc_var_w1	-	frequency response correction factor for second correction for the variance of the vertical (w) wind component at level 1 (4.7 m agl)
fc2_frc_var_u1	-	frequency response correction factor for second correction for the variance of the streamwise (u) wind component at level 1 (4.7 m agl)
fc2_frc_var_v1	-	frequency response correction factor for second correction for the variance of the spanwise (v) wind component at level 1 (4.7 m agl)
fc2_frc_wt1	-	Mean fluctuation of the streamwise wind component u after detrending at level 1 (4.7 m agl)
fc2_frc_ut1	-	Mean fluctuation of the spanwise wind component v after detrending at level 1 (4.7 m agl)
fc2_frc_vt1	-	Mean fluctuation of the vertical wind component w after detrending at level 1 (4.7 m agl)
fc2_frc_uw1	-	Mean fluctuation of the temperature after detrending at level 1 (4.7 m agl)
fc2_frc_vw1	-	Mean fluctuation of the scalar average of the wind speed after detrending at level 1 (4.7 m agl)
var_u1_fc	m2 s-2	Mean fluctuation of the turbulent kinetic energy after detrending at level 1 (4.7 m agl)
var_v1_fc	m2 s-2	variance of the spanwise (v) wind component after flux correction at level 1 (4.7 m agl)
var_w1_fc	m2 s-2	variance of the vertical (w) wind component after flux correction at level 1 (4.7 m agl)
var_t1_fc	K2	variance of the temperature after flux correction at level 1 (4.7 m agl)
ut1_fc	K m s-1	covariance of the streamwise (u) wind component and temperature after flux correction at level 1 (4.7 m agl)
vt1_fc	K m s-1	covariance of the spanwise (v) wind component and temperature after flux correction at level 1 (4.7 m agl)
wt1_fc	K m s-1	covariance of the vertical (w) wind component and temperature after flux correction at level 1 (4.7 m agl)
uw1_fc	m2 s-2	covariance of the streamwise (u) and vertical (w) wind component after flux correction at level 1 (4.7 m agl)
vw1_fc	m2 s-2	covariance of the spanwise (v) and vertical (w) wind component after flux correction at level 1 (4.7 m agl)
ust1_fc	m s-1	friction velocity after flux correction at level 1 (4.7 m agl)
zol1_fc	-	dimensionless length parameter (z over L) with z being the height above ground and L being the Monin-Obukhov length after flux correction at level 1 (4.7 m agl)
sh1	W m-2	sensibe heat flux from wt1_fc (i.e. detrending, double rotation, and corrections applied), rho, and cp at level 1 (4.7 m agl)
stat_fw96_var_u1	%	Stationarity test after Foken and Wichura (1997) for the variance of the streamwise wind component u at level 1 (4.7 m agl)
stat_fw96_var_v1	%	Stationarity test after Foken and Wichura (1997) for the variance of the spanwise wind component v at level 1 (4.7 m agl)
stat_fw96_var_w1	%	Stationarity test after Foken and Wichura (1997) for the variance of the vertical wind component w at level 1 (4.7 m agl)
stat_fw96_var_t1	%	Stationarity test after Foken and Wichura (1997) for the variance of the sonic temperature at level 1 (4.7 m agl)
stat_fw96_uv1	%	Stationarity test after Foken and Wichura (1997) for the covariance of the streamwise (u) and spanwise (v) wind component at level 1 (4.7 m agl)
stat_fw96_uw1	%	Stationarity test after Foken and Wichura (1997) for the covariance of the streamwise (u) and vertical (w) wind component at level 1 (4.7 m agl)
stat_fw96_vw1	%	Stationarity test after Foken and Wichura (1997) for the covariance of the spanwise (v) and vertical (w) wind component at level 1 (4.7 m agl)
stat_fw96_ut1	%	Stationarity test after Foken and Wichura (1997) for the covariance of the streamwise (u) wind component and temperature at level 1 (4.7 m agl)
stat_fw96_vt1	%	Stationarity test after Foken and Wichura (1997) for the covariance of the spanwise (v) wind component and temperature at level 1 (4.7 m agl)
stat_fw96_wt1	%	Stationarity test after Foken and Wichura (1997) for the covariance of the vertical (w) wind component and temperature at level 1 (4.7 m agl)
ucty_w73_var_u1	-	Uncertainty test after Wyngaard (1973) and Stiperski and Rotach (2016) for the variance of the streamwise wind component u at level 1 (4.7 m agl)
ucty_w73_var_v1	-	Uncertainty test after Wyngaard (1973) and Stiperski and Rotach (2016) for the variance of the spanwise wind component v at level 1 (4.7 m agl)
ucty_w73_var_w1	-	Uncertainty test after Wyngaard (1973) and Stiperski and Rotach (2016) for the variance of the vertical wind component w at level 1 (4.7 m agl)
ucty_w73_var_t1	-	Uncertainty test after Wyngaard (1973) and Stiperski and Rotach (2016) for the variance of the sonic temperature at level 1 (4.7 m agl)
ucty_w73_uv1	-	Uncertainty test after Wyngaard (1973) and Stiperski and Rotach (2016) for the covariance of the streamwise (u) and spanwise (v) wind component at level 1 (4.7 m agl)
ucty_w73_uw1	-	Uncertainty test after Wyngaard (1973) and Stiperski and Rotach (2016) for the covariance of the streamwise (u) and vertical (w) wind component at level 1 (4.7 m agl)
ucty_w73_vw1	-	Uncertainty test after Wyngaard (1973) and Stiperski and Rotach (2016) for the covariance of the spanwise (v) and vertical (w) wind component at level 1 (4.7 m agl)
ucty_w73_ut1	-	Uncertainty test after Wyngaard (1973) and Stiperski and Rotach (2016) for the covariance of the streamwise (u) wind component and temperature at level 1 (4.7 m agl)
ucty_w73_vt1	-	Uncertainty test after Wyngaard (1973) and Stiperski and Rotach (2016) for the covariance of the spanwise (v) wind component and temperature at level 1 (4.7 m agl)
ucty_w73_wt1	-	Uncertainty test after Wyngaard (1973) and Stiperski and Rotach (2016) for the covariance of the vertical (w) wind component and temperature at level 1 (4.7 m agl)
Quality flags	-	All quality flags below are defined as followed: -1: unphysical data 0: physical data 1: also absolute value of skewness smaller 2 and kurtosis smaller than 8 2: also stationarity smaller 30% and uncertainty test smaller 0.5
qcflag_var_u1	-	Quality flag for the variance of the streamwise wind component u at level 1 (4.7 m agl)
qcflag_var_v1	-	Quality flag for the variance of the spanwise wind component v at level 1 (4.7 m agl)
qcflag_var_w1	-	Quality flag for the variance of the vertical wind component w at level 1 (4.7 m agl)
qcflag_uv1	-	Quality flag for the covariance of the streamwise (u) and spanwise (v) wind component at level 1 (4.7 m agl)
qcflag_uw1	-	Quality flag for the covariance of the streamwise (u) and vertical (w) wind component at level 1 (4.7 m agl)
qcflag_vw1	-	Quality flag for the covariance of the spanwise (v) and vertical (w) wind component at level 1 (4.7 m agl)
qcflag_var_t1	-	Quality flag for the variance of temperature at level 1 (4.7 m agl)
qcflag_ut1	-	Quality flag for the covariance of the streamwise (u) wind component and temperature at level 1 (4.7 m agl)
qcflag_vt1	-	Quality flag for the covariance of the spanwise (v) wind component and temperature at level 1 (4.7 m agl)
qcflag_wt1	-	Quality flag for the covariance of the vertical (w) wind component and temperature at level 1 (4.7 m agl)
qcflag_var_e1	-	Quality flag for the variance of turbulent kinetic energy at level 1 (4.7 m agl)
qcflag_ust1	-	Quality flag for the friction velocity at level 1 (4.7 m agl)
qcflag_zol1	-	Quality flag for z over L with z being the height above ground and L being the Monin-Obukhov length at level 1 (4.7 m agl)
qcflag_all1_fc	-	Quality flag for all variables after the flux correction at level 1 (4.7 m agl)

## 168 Stanser Joch
Parameter name	Unit	Description

Date/Time	-	Date and Time in UTC
nmiss_sonic1	-	missing data points per averaging period for the sonic anemometer at level 1 (6.0 m agl)
nmiss_gas1	-	missing data points per averaging period for the gas analyzer at level 1 (6.0 m agl)
nflag_sonic1	-	data points when sonic anemometer flag is set per averaging period at level 1 (6.0 m agl)
nflag_gas1	-	data points when gas analyzer flag is set per averaging period at level 1 (6.0 m agl)
nlim_u1	-	number of data points exceeding physical limits for the sonic u-component at level 1 (6.0 m agl)
nlim_v1	-	number of data points exceeding physical limits for the sonic v-component at level 1 (6.0 m agl)
nlim_w1	-	number of data points exceeding physical limits for the sonic w-component at level 1 (6.0 m agl)
nlim_t1	-	number of data points exceeding physical limits for the sonic temperature at level 1 (6.0 m agl)
nlim_h2o1	-	number of data points exceeding physical limits for water vapor h2o at level 1 (6.0 m agl)
nlim_co21	-	number of data points exceeding physical limits for carbon dioxide co2 at level 1 (6.0 m agl)
nspk_u1	-	Number of spikes within averaging period (exceeding 3.5 times standard deviation) for the sonic u-component at level 1 (6.0 m agl)
nspk_v1	-	Number of spikes within averaging period (exceeding 3.5 times standard deviation) for the sonic v-component at level 1 (6.0 m agl)
nspk_w1	-	Number of spikes within averaging period (exceeding 3.5 times standard deviation) for the sonic w-component at level 1 (6.0 m agl)
nspk_t1	-	Number of spikes within averaging period (exceeding 3.5 times standard deviation) for the sonic temperature at level 1 (6.0 m agl)
nspk_h2o1	-	Number of spikes within averaging period (exceeding 3.5 times standard deviation) for water vapor h2o at level 1 (6.0 m agl)
nspk_co21	-	Number of spikes within averaging period (exceeding 3.5 times standard deviation) for carbon dioxide co2 at level 1 (6.0 m agl)
nwdir_sonic1	-	Data points from within specified wind direction range around the mounting structure at level 1 (6.0 m agl)
nbad_u1	-	Sum of missing data, data flagged by the instrument, data exceeding physical limits, and spikes for the sonic u-component at level 1 (6.0 m agl)
nbad_v1	-	Sum of missing data, data flagged by the instrument, data exceeding physical limits, and spikes for the sonic v-component at level 1 (6.0 m agl)
nbad_w1	-	Sum of missing data, data flagged by the instrument, data exceeding physical limits, and spikes for the sonic w-component at level 1 (6.0 m agl)
nbad_t1	-	Sum of missing data, data flagged by the instrument, data exceeding physical limits, and spikes for the sonic temperature at level 1 (6.0 m agl)
nbad_h2o1	-	Sum of missing data, data flagged by the instrument, data exceeding physical limits, and spikes for water vapor h2o at level 1 (6.0 m agl)
nbad_co21	-	Sum of missing data, data flagged by the instrument, data exceeding physical limits, and spikes for carbon dioxide co2 at level 1 (6.0 m agl)
mean_u1_unrot	m s-1	Mean value of the sonic u-component before double rotation, hence, unrotated at level 1 (6.0 m agl)
mean_v1_unrot	m s-1	Mean value of the sonic v-component before double rotation, hence, unrotated at level 1 (6.0 m agl)
mean_w1_unrot	m s-1	Mean value of the sonic w-component before double rotation, hence, unrotated at level 1 (6.0 m agl)
wdir1	deg	Mean wind direction at level 1 (6.0 m agl)
rot_alpha1	deg	First rotation angle for double rotation (alpha) at level 1 (6.0 m agl)
rot_beta1	deg	Second rotation angle for double rotation (beta) at level 1 (6.0 m agl)
tlag_var_h2o1	s	temporal lag between sonic and gas analyzer removed for water vapor h2o at level 1 (6.0 m agl)
tlag_var_co21	s	temporal lag between sonic and gas analyzer removed for carbon dioxide co2 at level 1 (6.0 m agl)
mean_u1	m s-1	mean value of the double rotated streamwise wind component u, hence, vector averaged wind speed at level 1 (6.0 m agl)
mean_v1	m s-1	mean value of the double rotated spanwise wind component v at level 1 (6.0 m agl) – should be close to zero due to double rotation
mean_w1	m s-1	mean value of the double rotated vertical wind component w at level 1 (6.0 m agl) – should be close to zero due to double rotation
mean_t1	degC	mean value of the sonic temperature at level 1 (6.0 m agl)
mean_spd1	m s-1	scalar average of the wind speed at level 1 (6.0 m agl) – square root of the sum of the squared mean_u1_unrot, squared mean_v1_unrot, and squared mean_w1_unrot
mean_h2o1	g m-3	Mean water vapor concentration at level 1 (6.0 m agl)
mean_co21	mg m-3	Mean carbon dioxide co2 concentration at level 1 (6.0 m agl)
mean_u1_flt	m s-1	Mean fluctuation of the streamwise wind component u after detrending at level 1 (6.0 m agl)
mean_v1_flt	m s-1	Mean fluctuation of the spanwise wind component v after detrending at level 1 (6.0 m agl)
mean_w1_flt	m s-1	Mean fluctuation of the vertical wind component w after detrending at level 1 (6.0 m agl)
mean_t1_flt	degC	Mean fluctuation of the temperature after detrending at level 1 (6.0 m agl)
mean_spd1_flt	m s-1	Mean fluctuation of the scalar average of the wind speed after detrending at level 1 (6.0 m agl)
mean_e1_flt	m2 s-2	Mean fluctuation of the turbulent kinetic energy after detrending at level 1 (6.0 m agl)
mean_h2o1_flt	g m-3	Mean fluctuation of the water vapor h2o after detrending at level 1 (6.0 m agl)
mean_co21_flt	mg m-3	Mean fluctuation of the cabron dioxide co2 after detrending at level 1 (6.0 m agl)
var_u1	m2 s-2	Variance of the streamwise wind component u at level 1 (6.0 m agl)
var_v1	m2 s-2	Variance of the spanwise wind component v at level 1 (6.0 m agl)
var_w1	m2 s-2	Variance of the vertical wind component w at level 1 (6.0 m agl)
var_t1	K2	Variance of the sonic temperature at level 1 (6.0 m agl)
var_spd1	m2 s-2	Variance of the vector averaged horizontal wind speed at level 1 (6.0 m agl)
var_e1	m4 s-4	Variance of the turbulent kinetic energy at level 1 (6.0 m agl)
var_h2o1	g2 m-6	Variance of water vapor h2o at level 1 (6.0 m agl)
var_co21	mg2 m-6	Variance of carbon dioxide co2 at level 1 (6.0 m agl)
skew_u1	-	Skewness of the streamwise wind component u at level 1 (6.0 m agl)
skew_v1	-	Skewness of the spanwise wind component v at level 1 (6.0 m agl)
skew_w1	-	Skewness of the vertical wind component w at level 1 (6.0 m agl)
skew_t1	-	Skewness of the sonic temperature at level 1 (6.0 m agl)
skew_spd1	-	Skewness of the vector averaged horizontal wind speed at level 1 (6.0 m agl)
skew_e1	-	Skewness of the turbulent kinetic energy at level 1 (6.0 m agl)
skew_h2o1	-	Skewness of water vapor h2o at level 1 (6.0 m agl)
skew_co21	-	Skewness of carbon dioxide co2 at level 1 (6.0 m agl)
kurt_u1	-	Kurtosis of the streamwise wind component u at level 1 (6.0 m agl)
kurt_v1	-	Kurtosis of the spanwise wind component v at level 1 (6.0 m agl)
kurt_w1	-	Kurtosis of the vertical wind component w at level 1 (6.0 m agl)
kurt_t1	-	Kurtosis of the sonic temperature at level 1 (6.0 m agl)
kurt_spd1	-	Kurtosis of the vector averaged horizontal wind speed at level 1 (6.0 m agl)
kurt_e1	-	Kurtosis of the turbulent kinetic energy at level 1 (6.0 m agl)
kurt_h2o1	-	Kurtosis of water vapor h2o at level 1 (6.0 m agl)
kurt_co21	-	Kurtosis of carbon dioxide co2 at level 1 (6.0 m agl)
uv1	m2 s-2	covariance of the streamwise (u) and spanwise (v) wind component at level 1 (6.0 m agl)
uw1	m2 s-2	covariance of the streamwise (u) and vertical (w) wind component at level 1 (6.0 m agl)
vw1	m2 s-2	covariance of the spanwise (v) and vertical (w) wind component at level 1 (6.0 m agl)
ut1	K m s-1	covariance of the streamwise (u) wind component and temperature at level 1 (6.0 m agl)
vt1	K m s-1	covariance of the spanwise (v) wind component and temperature at level 1 (6.0 m agl)
wt1	K m s-1	covariance of the vertical (w) wind component and temperature at level 1 (6.0 m agl)
ue1	m3 s-3	covariance of the streamwise (u) wind component and turbulent kinetic energy at level 1 (6.0 m agl)
ve1	m3 s-3	covariance of the spanwise (v) wind component and turbulent kinetic energy at level 1 (6.0 m agl)
we1	m3 s-3	covariance of the vertical (w) wind component and turbulent kinetic energy at level 1 (6.0 m agl)
uq1	g m-2 s-1	covariance of the streamwise (u) wind component and specific humidity (q) at level 1 (6.0 m agl)
vq1	g m-2 s-1	covariance of the spanwise (v) wind component and specific humidity (q) at level 1 (6.0 m agl)
wq1	g m-2 s-1	covariance of the vertical (w) wind component and specific humidity (q) at level 1 (6.0 m agl)
tq1	K g m-3	covariance of temperature and specific humidity (q) at level 1 (6.0 m agl)
uc1	mg m-2 s-1	covariance of the streamwise (u) wind component and carbon dioxide (co2) at level 1 (6.0 m agl)
vc1	mg m-2 s-1	covariance of the spanwise (v) wind component and carbon dioxide (co2) at level 1 (6.0 m agl)
wc1	mg m-2 s-1	covariance of the vertical (w) wind component and carbon dioxide (co2) at level 1 (6.0 m agl)
wq_molfrac1	m s-1 mmol mol-1	covariance of the vertical (w) wind component and specific humidity (q) in mol-fraction at level 1 (6.0 m agl)
wc_molfrac1	m s-1 mumol mol-1	covariance of the vertical (w) wind component and carbon dioxide (co2) in mol-fraction at level 1 (6.0 m agl)
uvw1	m3 s-3	3rd order moment of the streamwise (u), spanwise (v), and vertical (w) wind component at level 1 (6.0 m agl)
uuv1	m3 s-3	3rd order moment of the streamwise (u), streamwise (u), and spanwise (v) wind component at level 1 (6.0 m agl)
uvv1	m3 s-3	3rd order moment of the streamwise (u), spanwise (v), and spanwise (v) wind component at level 1 (6.0 m agl)
uuw1	m3 s-3	3rd order moment of the streamwise (u), streamwise (u), and vertical (w) wind component at level 1 (6.0 m agl)
uww1	m3 s-3	3rd order moment of the streamwise (u), vertical (w), and vertical (w) wind component at level 1 (6.0 m agl)
vvw1	m3 s-3	3rd order moment of the spanwise (v), spanwise (v), and vertical (w) wind component at level 1 (6.0 m agl)
vww1	m3 s-3	3rd order moment of the spanwise (v), vertical (w), and vertical (w) wind component at level 1 (6.0 m agl)
uvt1	K m2 s-2	3rd order moment of the streamwise (u), spanwise (v) wind component and temperature at level 1 (6.0 m agl)
uwt1	K m2 s-2	3rd order moment of the streamwise (u), vertical (w) wind component and temperature at level 1 (6.0 m agl)
vwt1	K m2 s-2	3rd order moment of the spanwise (v), vertical (w) wind component and temperature at level 1 (6.0 m agl)
utt1	K2 m s-1	3rd order moment of the streamwise (u) wind component, temperature, and temperature at level 1 (6.0 m agl)
uut1	K m2 s-2	3rd order moment of the streamwise (u), streamwise (u) wind component, and temperature at level 1 (6.0 m agl)
vtt1	K2 m s-1	3rd order moment of the spanwise (v) wind component, temperature, and temperature at level 1 (6.0 m agl)
vvt1	K m2 s-2	3rd order moment of the spanwise (v), spanwise (v) wind component, and temperature at level 1 (6.0 m agl)
wtt1	K2 m s-1	3rd order moment of the vertical (w) wind component, temperature, and temperature at level 1 (6.0 m agl)
wwt1	K m2 s-2	3rd order moment of the vertical (w), vertical (w) wind component, and temperature at level 1 (6.0 m agl)
uvq1	g m-1 s-2	3rd order moment of the streamwise (u), spanwise (v) wind component and specific humidity (q) at level 1 (6.0 m agl)
uwq1	g m-1 s-2	3rd order moment of the streamwise (u), vertical (w) wind component and specific humidity (q) at level 1 (6.0 m agl)
vwq1	g m-1 s-2	3rd order moment of the spanwise (v), vertical (w) wind component and specific humidity (q) at level 1 (6.0 m agl)
uqq1	g2 m-5 s-1	3rd order moment of the streamwise (u) wind component, specific humidity (q), and specific humidity (q) at level 1 (6.0 m agl)
uuq1	g m-1 s-2	3rd order moment of the streamwise (u), streamwise (u) wind component and specific humidity (q) at level 1 (6.0 m agl)
vqq1	g2 m-5 s-1	3rd order moment of the spanwise (v) wind component, specific humidity (q), and specific humidity (q) at level 1 (6.0 m agl)
vvq1	g m-1 s-2	3rd order moment of the spanwise (v), spanwise (v) wind component and specific humidity (q) at level 1 (6.0 m agl)
wqq1	g2 m-5 s-1	3rd order moment of the vertical (w) wind component, specific humidity (q), and specific humidity (q) at level 1 (6.0 m agl)
wwq1	g m-1 s-2	3rd order moment of the vertical (w), vertical (w) wind component and specific humidity (q) at level 1 (6.0 m agl)
uvc1	mg m-1 s-2	3rd order moment of the streamwise (u), spanwise (v) wind component and carbon dioxide (co2) at level 1 (6.0 m agl)
uwc1	mg m-1 s-2	3rd order moment of the streamwise (u), vertical (w) wind component and carbon dioxide (co2) at level 1 (6.0 m agl)
vwc1	mg m-1 s-2	3rd order moment of the spanwise (v), vertical (w) wind component and carbon dioxide (co2) at level 1 (6.0 m agl)
ucc1	mg2 m-5 s-1	3rd order moment of the streamwise (u) wind component, carbon dioxide (co2), and carbon dioxide (co2) at level 1 (6.0 m agl)
uuc1	mg m-1 s-2	3rd order moment of the streamwise (u), streamwise (u) wind component and carbon dioxide (co2) at level 1 (6.0 m agl)
vcc1	mg2 m-5 s-1	3rd order moment of the spanwise (v) wind component, carbon dioxide (co2), and carbon dioxide (co2) at level 1 (6.0 m agl)
vvc1	mg m-1 s-2	3rd order moment of the spanwise (v), spanwise (v) wind component and carbon dioxide (co2) at level 1 (6.0 m agl)
wcc1	mg2 m-5 s-1	3rd order moment of the vertical (w) wind component, carbon dioxide (co2), and carbon dioxide (co2) at level 1 (6.0 m agl)
wwc1	mg m-1 s-2	3rd order moment of the vertical (w), vertical (w) wind component and carbon dioxide (co2) at level 1 (6.0 m agl)
lf_p1	Pa	Low-frequency pressure adjusted to measurement height at level 1 (6.0 m agl)
lf_t1	K	Low-frequency temperature adjusted to measurement height at level 1 (6.0 m agl)
lf_q1	kg kg-1	Low-frequency specific humidity adjusted to measurement height at level 1 (6.0 m agl)
rho1	kg m-3	Low-frequency air density adjusted to measurement height at level 1 (6.0 m agl)
cp1	J kg-1 K-1	Low-frequency specific heat of moist air from specific humidity at level 1 (6.0 m agl)
lv1	J kg-1	Low-frequency enthalpy of vaporization adjusted to measurement height at level 1 (6.0 m agl)
swout	W m-2	Averaged outgoing shortwave radiation away from the surface (approx. 2.0 m agl)
swin	W m-2	Averaged incoming shortwave radiation towards the surface (approx. 2.0 m agl)
lwout	W m-2	Averaged outgoing longwave radiation away from the surface (approx. 2.0 m agl)
lwin	W m-2	Averaged incoming longwave radiation towards the surface (approx. 2.0 m agl)
zd	m	zero-plane displacement height
ust1	m s-1	friction velocity at level 1 (6.0 m agl); detrending and corrections applied
zol1	-	dimensionless length parameter (z over L) with z being the height above ground and L being the Monin-Obukhov length at level 1 (6.0 m agl); detrending and corrections applied
fc1_frc_var_t1	-	frequency response correction factor for first correction for the variance of the temperature at level 1 (6.0 m agl)
fc1_frc_var_w1	-	frequency response correction factor for first correction for the variance of the vertical (w) wind component at level 1 (6.0 m agl)
fc1_frc_var_u1	-	frequency response correction factor for first correction for the variance of the streamwise (u) wind component at level 1 (6.0 m agl)
fc1_frc_var_v1	-	frequency response correction factor for first correction for the variance of the spanwise (v) wind component at level 1 (6.0 m agl)
fc1_frc_wt1	-	frequency response correction factor for first correction for the covariance of the vertical (w) wind component and temperature at level 1 (6.0 m agl)
fc1_frc_ut1	-	frequency response correction factor for first correction for the covariance of the streamwise (u) wind component and temperature at level 1 (6.0 m agl)
fc1_frc_vt1	-	frequency response correction factor for first correction for the covariance of the spanwise (v) wind component and temperature at level 1 (6.0 m agl)
fc1_frc_uw1	-	frequency response correction factor for first correction for the covariance of the streamwise (u) and vertical (w) wind component at level 1 (6.0 m agl)
fc1_frc_vw1	-	frequency response correction factor for first correction for the covariance of the spanwise (v) and vertical (w) wind component at level 1 (6.0 m agl)
fc1_frc_var_h2o1	-	frequency response correction factor for first correction for the variance of the water vapor (h2o) at level 1 (6.0 m agl)
fc1_frc_wq1	-	frequency response correction factor for first correction for the covariance of the vertical (w) wind component and specific humidity (q) at level 1 (6.0 m agl)
fc1_frc_uq1	-	frequency response correction factor for first correction for the covariance of the streamwise (u) wind component and specific humidity (q) at level 1 (6.0 m agl)
fc1_frc_vq1	-	frequency response correction factor for first correction for the covariance of the spanwise (v) wind component and specific humidity (q) at level 1 (6.0 m agl)
fc1_frc_var_co21	-	frequency response correction factor for first correction for the variance of the carbon dioxide (co2) at level 1 (6.0 m agl)
fc1_frc_wc1	-	frequency response correction factor for first correction for the covariance of the vertical (w) wind component and carbon dioxide (co2) at level 1 (6.0 m agl)
fc1_frc_uc1	-	frequency response correction factor for first correction for the covariance of the streamwise (u) wind component and carbon dioxide (co2) at level 1 (6.0 m agl)
fc1_frc_vc1	-	frequency response correction factor for first correction for the covariance of the spanwise (v) wind component and carbon dioxide (co2) at level 1 (6.0 m agl)
fc1_snd_wt1	K m s-1	Sonic heat flux (snd) correction for first correction for the covariance of the vertical (w) wind component and temperature at level 1 (6.0 m agl)
fc1_snd_var_t1	K2	Sonic heat flux (snd) correction for first correction for the variance of temperature at level 1 (6.0 m agl)
fc1_wpl_wq1	g m-2 s-1	WPL correction for first correction for the covariance of the vertical (w) wind component and specific humidity (q) at level 1 (6.0 m agl)
fc1_wpl_wc1	mg m-2 s-1	WPL correction for first correction for the covariance of the vertical (w) wind component and carbon dioxide (co2) at level 1 (6.0 m agl)
fc2_frc_var_t1	-	frequency response correction factor for second correction for the variance of the temperature at level 1 (6.0 m agl)
fc2_frc_var_w1	-	frequency response correction factor for second correction for the variance of the vertical (w) wind component at level 1 (6.0 m agl)
fc2_frc_var_u1	-	frequency response correction factor for second correction for the variance of the streamwise (u) wind component at level 1 (6.0 m agl)
fc2_frc_var_v1	-	frequency response correction factor for second correction for the variance of the spanwise (v) wind component at level 1 (6.0 m agl)
fc2_frc_wt1	-	frequency response correction factor for second correction for the covariance of the vertical (w) wind component and temperature at level 1 (6.0 m agl)
fc2_frc_ut1	-	frequency response correction factor for second correction for the covariance of the streamwise (u) wind component and temperature at level 1 (6.0 m agl)
fc2_frc_vt1	-	frequency response correction factor for second correction for the covariance of the spanwise (v) wind component and temperature at level 1 (6.0 m agl)
fc2_frc_uw1	-	frequency response correction factor for second correction for the covariance of the streamwise (u) and vertical (w) wind component at level 1 (6.0 m agl)
fc2_frc_vw1	-	frequency response correction factor for second correction for the covariance of the spanwise (v) and vertical (w) wind component at level 1 (6.0 m agl)
fc2_frc_var_h2o1	-	frequency response correction factor for second correction for the variance of the water vapor (h2o) at level 1 (6.0 m agl)
fc2_frc_wq1	-	frequency response correction factor for second correction for the covariance of the vertical (w) wind component and specific humidity (q) at level 1 (6.0 m agl)
fc2_frc_uq1	-	frequency response correction factor for second correction for the covariance of the streamwise (u) wind component and specific humidity (q) at level 1 (6.0 m agl)
fc2_frc_vq1	-	frequency response correction factor for second correction for the covariance of the spanwise (v) wind component and specific humidity (q) at level 1 (6.0 m agl)
fc2_frc_var_co21	-	frequency response correction factor for second correction for the variance of the carbon dioxide (co2) at level 1 (6.0 m agl)
fc2_frc_wc1	-	frequency response correction factor for second correction for the covariance of the vertical (w) wind component and carbon dioxide (co2) at level 1 (6.0 m agl)
fc2_frc_uc1	-	frequency response correction factor for second correction for the covariance of the streamwise (u) wind component and carbon dioxide (co2) at level 1 (6.0 m agl)
fc2_frc_vc1	-	frequency response correction factor for second correction for the covariance of the spanwise (v) wind component and carbon dioxide (co2) at level 1 (6.0 m agl)
fc2_snd_wt1	K m s-1	Sonic heat flux (snd) correction for second correction for the covariance of the vertical (w) wind component and temperature at level 1 (6.0 m agl)
fc2_snd_var_t1	K2	Sonic heat flux (snd) correction for second correction for the variance of temperature at level 1 (6.0 m agl)
fc2_wpl_wq1	g m-2 s-1	WPL correction for second correction for the covariance of the vertical (w) wind component and specific humidity (q) at level 1 (6.0 m agl)
fc2_wpl_wc1	mg m-2 s-1	WPL correction for second correction for the covariance of the vertical (w) wind component and carbon dioxide (co2) at level 1 (6.0 m agl)
var_u1_fc	m2 s-2	variance of the streamwise (u) wind component after flux correction at level 1 (6.0 m agl)
var_v1_fc	m2 s-2	variance of the spanwise (v) wind component after flux correction at level 1 (6.0 m agl)
var_w1_fc	m2 s-2	variance of the vertical (w) wind component after flux correction at level 1 (6.0 m agl)
var_t1_fc	K2	variance of the temperature after flux correction at level 1 (6.0 m agl)
var_h2o1_fc	g2 m-6	variance of the water vapor (h2o) after flux correction at level 1 (6.0 m agl)
var_co21_fc	mg2 m-6	variance of the carbon dioxide (co2) after flux correction at level 1 (6.0 m agl)
ut1_fc	K m s-1	covariance of the streamwise (u) wind component and temperature after flux correction at level 1 (6.0 m agl)
vt1_fc	K m s-1	covariance of the spanwise (v) wind component and temperature after flux correction at level 1 (6.0 m agl)
wt1_fc	K m s-1	covariance of the vertical (w) wind component and temperature after flux correction at level 1 (6.0 m agl)
uq1_fc	g m-2 s-1	covariance of the streamwise (u) wind component and specific humidity (q) after flux correction at level 1 (6.0 m agl)
vq1_fc	g m-2 s-1	covariance of the spanwise (v) wind component and specific humidity (q) after flux correction at level 1 (6.0 m agl)
wq1_fc	g m-2 s-1	covariance of the vertical (w) wind component and specific humidity (q) after flux correction at level 1 (6.0 m agl)
uc1_fc	mg m-2 s-1	covariance of the streamwise (u) wind component and carbon dioxide (co2) after flux correction at level 1 (6.0 m agl)
vc1_fc	mg m-2 s-1	covariance of the spanwise (v) wind component and carbon dioxide (co2) after flux correction at level 1 (6.0 m agl)
wc1_fc	mg m-2 s-1	covariance of the vertical (w) wind component and carbon dioxide (co2) after flux correction at level 1 (6.0 m agl)
uw1_fc	m2 s-2	covariance of the streamwise (u) and vertical (w) wind component after flux correction at level 1 (6.0 m agl)
vw1_fc	m2 s-2	covariance of the spanwise (v) and vertical (w) wind component after flux correction at level 1 (6.0 m agl)
ust1_fc	m s-1	friction velocity after flux correction at level 1 (6.0 m agl)
zol1_fc	-	dimensionless length parameter (z over L) with z being the height above ground and L being the Monin-Obukhov length after flux correction at level 1 (6.0 m agl)
wq_molfrac1_fc	m s-1 mmol mol-1	covariance of the vertical (w) wind component and specific humidity (q) in mol-fraction after flux correction at level 1 (6.0 m agl)
wc_molfrac1_fc	m s-1 mumol mol-1	covariance of the vertical (w) wind component and carbon dioxide (co2) in mol-fraction after flux correction at level 1 (6.0 m agl)
sh1	W m-2	sensibe heat flux from wt1_fc (i.e. detrending, double rotation, and corrections applied), rho, and cp at level 1 (6.0 m agl)
le1	W m-2	laten heat flux from wq1_fc (i.e. detrending, double rotation, and corrections applied) and lv at level 1 (6.0 m agl)
le_molfrac1	W m-2	laten heat flux from wq_molfrac1_fc (i.e. detrending, double rotation, and corrections applied) and lv at level 1 (6.0 m agl)
stat_fw96_var_u1	%	Stationarity test after Foken and Wichura (1997) for the variance of the streamwise wind component u at level 1 (6.0 m agl)
stat_fw96_var_v1	%	Stationarity test after Foken and Wichura (1997) for the variance of the spanwise wind component v at level 1 (6.0 m agl)
stat_fw96_var_w1	%	Stationarity test after Foken and Wichura (1997) for the variance of the vertical wind component w at level 1 (6.0 m agl)
stat_fw96_var_t1	%	Stationarity test after Foken and Wichura (1997) for the variance of the sonic temperature at level 1 (6.0 m agl)
stat_fw96_var_h2o1	%	Stationarity test after Foken and Wichura (1997) for the variance of water vapor h2o at level 1 (6.0 m agl)
stat_fw96_var_co21	%	Stationarity test after Foken and Wichura (1997) for the variance of carbon dioxide co2 at level 1 (6.0 m agl)
stat_fw96_uv1	%	Stationarity test after Foken and Wichura (1997) for the covariance of the streamwise (u) and spanwise (v) wind component at level 1 (6.0 m agl)
stat_fw96_uw1	%	Stationarity test after Foken and Wichura (1997) for the covariance of the streamwise (u) and vertical (w) wind component at level 1 (6.0 m agl)
stat_fw96_vw1	%	Stationarity test after Foken and Wichura (1997) for the covariance of the spanwise (v) and vertical (w) wind component at level 1 (6.0 m agl)
stat_fw96_ut1	%	Stationarity test after Foken and Wichura (1997) for the covariance of the streamwise (u) wind component and temperature at level 1 (6.0 m agl)
stat_fw96_vt1	%	Stationarity test after Foken and Wichura (1997) for the covariance of the spanwise (v) wind component and temperature at level 1 (6.0 m agl)
stat_fw96_wt1	%	Stationarity test after Foken and Wichura (1997) for the covariance of the vertical (w) wind component and temperature at level 1 (6.0 m agl)
stat_fw96_uq1	%	Stationarity test after Foken and Wichura (1997) for the covariance of the streamwise (u) wind component and specific humidity (q) at level 1 (6.0 m agl)
stat_fw96_vq1	%	Stationarity test after Foken and Wichura (1997) for the covariance of the spanwise (v) wind component and specific humidity (q) at level 1 (6.0 m agl)
stat_fw96_wq1	%	Stationarity test after Foken and Wichura (1997) for the covariance of the vertical (w) wind component and specific humidity (q) at level 1 (6.0 m agl)
stat_fw96_uc1	%	Stationarity test after Foken and Wichura (1997) for the covariance of the streamwise (u) wind component and carbon dioxide (co2) at level 1 (6.0 m agl)
stat_fw96_vc1	%	Stationarity test after Foken and Wichura (1997) for the covariance of the spanwise (v) wind component and carbon dioxide (co2) at level 1 (6.0 m agl)
stat_fw96_wc1	%	Stationarity test after Foken and Wichura (1997) for the covariance of the vertical (w) wind component and carbon dioxide (co2) at level 1 (6.0 m agl)
ucty_w73_var_u1	-	Uncertainty test after Wyngaard (1973) and Stiperski and Rotach (2016) for the variance of the streamwise wind component u at level 1 (6.0 m agl)
ucty_w73_var_v1	-	Uncertainty test after Wyngaard (1973) and Stiperski and Rotach (2016) for the variance of the spanwise wind component v at level 1 (6.0 m agl)
ucty_w73_var_w1	-	Uncertainty test after Wyngaard (1973) and Stiperski and Rotach (2016) for the variance of the vertical wind component w at level 1 (6.0 m agl)
ucty_w73_var_t1	-	Uncertainty test after Wyngaard (1973) and Stiperski and Rotach (2016) for the variance of the sonic temperature at level 1 (6.0 m agl)
ucty_w73_var_h2o1	-	Uncertainty test after Wyngaard (1973) and Stiperski and Rotach (2016) for the variance of water vapor h2o at level 1 (6.0 m agl)
ucty_w73_var_co21	-	Uncertainty test after Wyngaard (1973) and Stiperski and Rotach (2016) for the variance of carbon dioxide co2 at level 1 (6.0 m agl)
ucty_w73_uv1	-	Uncertainty test after Wyngaard (1973) and Stiperski and Rotach (2016) for the covariance of the streamwise (u) and spanwise (v) wind component at level 1 (6.0 m agl)
ucty_w73_uw1	-	Uncertainty test after Wyngaard (1973) and Stiperski and Rotach (2016) for the covariance of the streamwise (u) and vertical (w) wind component at level 1 (6.0 m agl)
ucty_w73_vw1	-	Uncertainty test after Wyngaard (1973) and Stiperski and Rotach (2016) for the covariance of the spanwise (v) and vertical (w) wind component at level 1 (6.0 m agl)
ucty_w73_ut1	-	Uncertainty test after Wyngaard (1973) and Stiperski and Rotach (2016) for the covariance of the streamwise (u) wind component and temperature at level 1 (6.0 m agl)
ucty_w73_vt1	-	Uncertainty test after Wyngaard (1973) and Stiperski and Rotach (2016) for the covariance of the spanwise (v) wind component and temperature at level 1 (6.0 m agl)
ucty_w73_wt1	-	Uncertainty test after Wyngaard (1973) and Stiperski and Rotach (2016) for the covariance of the vertical (w) wind component and temperature at level 1 (6.0 m agl)
ucty_w73_uq1	-	Uncertainty test after Wyngaard (1973) and Stiperski and Rotach (2016) for the covariance of the streamwise (u) wind component and specific humidity (q) at level 1 (6.0 m agl)
ucty_w73_vq1	-	Uncertainty test after Wyngaard (1973) and Stiperski and Rotach (2016) for the covariance of the spanwise (v) wind component and specific humidity (q) at level 1 (6.0 m agl)
ucty_w73_wq1	-	Uncertainty test after Wyngaard (1973) and Stiperski and Rotach (2016) for the covariance of the vertical (w) wind component and specific humidity (q) at level 1 (6.0 m agl)
ucty_w73_uc1	-	Uncertainty test after Wyngaard (1973) and Stiperski and Rotach (2016) for the covariance of the streamwise (u) wind component and carbon dioxide (co2) at level 1 (6.0 m agl)
ucty_w73_vc1	-	Uncertainty test after Wyngaard (1973) and Stiperski and Rotach (2016) for the covariance of the spanwise (v) wind component and carbon dioxide (co2) at level 1 (6.0 m agl)
ucty_w73_wc1	-	Uncertainty test after Wyngaard (1973) and Stiperski and Rotach (2016) for the covariance of the vertical (w) wind component and carbon dioxide (co2) at level 1 (6.0 m agl)
Quality flags	-	All quality flags below are defined as followed: -1: unphysical data 0: physical data 1: also absolute value of skewness smaller 2 and kurtosis smaller than 8 2: also stationarity smaller 30% and uncertainty test smaller 0.5
qcflag_var_u1	-	Quality flag for the variance of the streamwise wind component u at level 1 (6.0 m agl)
qcflag_var_v1	-	Quality flag for the variance of the spanwise wind component v at level 1 (6.0 m agl)
qcflag_var_w1	-	Quality flag for the variance of the vertical wind component w at level 1 (6.0 m agl)
qcflag_uv1	-	Quality flag for the covariance of the streamwise (u) and spanwise (v) wind component at level 1 (6.0 m agl)
qcflag_uw1	-	Quality flag for the covariance of the streamwise (u) and vertical (w) wind component at level 1 (6.0 m agl)
qcflag_vw1	-	Quality flag for the covariance of the spanwise (v) and vertical (w) wind component at level 1 (6.0 m agl)
qcflag_var_t1	-	Quality flag for the variance of temperature at level 1 (6.0 m agl)
qcflag_ut1	-	Quality flag for the covariance of the streamwise (u) wind component and temperature at level 1 (6.0 m agl)
qcflag_vt1	-	Quality flag for the covariance of the spanwise (v) wind component and temperature at level 1 (6.0 m agl)
qcflag_wt1	-	Quality flag for the covariance of the vertical (w) wind component and temperature at level 1 (6.0 m agl)
qcflag_var_e1	-	Quality flag for the variance of turbulent kinetic energy at level 1 (6.0 m agl)
qcflag_ust1	-	Quality flag for the friction velocity at level 1 (6.0 m agl)
qcflag_zol1	-	Quality flag for z over L with z being the height above ground and L being the Monin-Obukhov length at level 1 (6.0 m agl)
qcflag_var_h2o1	-	Quality flag for the variance of water vapor (h2o) at level 1 (6.0 m agl)
qcflag_uq1	-	Quality flag for the covariance of the streamwise (u) wind component and specific humidity (q) after flux correction at level 1 (6.0 m agl)
qcflag_vq1	-	Quality flag for the covariance of the spanwise (v) wind component and specific humidity (q) after flux correction at level 1 (6.0 m agl)
qcflag_wq1	-	Quality flag for the covariance of the vertical (w) wind component and specific humidity (q) after flux correction at level 1 (6.0 m agl)
qcflag_var_co21	-	Quality flag for the variance of carbon dioxide (co2) at level 1 (6.0 m agl)
qcflag_uc1	-	Quality flag for the covariance of the streamwise (u) wind component and carbon dioxide (co2) after flux correction at level 1 (6.0 m agl)
qcflag_vc1	-	Quality flag for the covariance of the spanwise (v) wind component and carbon dioxide (co2) after flux correction at level 1 (6.0 m agl)
qcflag_wc1	-	Quality flag for the covariance of the vertical (w) wind component and carbon dioxide (co2) after flux correction at level 1 (6.0 m agl)
qcflag_all1_fc	-	Quality flag for all variables after the flux correction at level 1 (6.0 m agl)
qcflag_var_t1_fc	-	Quality flag for the variance of temperature after the flux correction at level 1 (6.0 m agl) including cross-dependency on w’q’

## parameter description
Parameter name	Unit	Description

Date/Time	-	Date and Time in UTC
nmiss_sonic#	-	missing data points per averaging period for the sonic anemometer at level # (... m agl)
nmiss_gas#	-	missing data points per averaging period for the gas analyzer at level # (... m agl)
nflag_sonic#	-	data points when sonic anemometer flag is set per averaging period at level # (... m agl)
nflag_gas#	-	data points when gas analyzer flag is set per averaging period at level # (... m agl)
nlim_u#	-	number of data points exceeding physical limits for the sonic u-component at level # (... m agl)
nlim_v#	-	number of data points exceeding physical limits for the sonic v-component at level # (... m agl)
nlim_w#	-	number of data points exceeding physical limits for the sonic w-component at level # (... m agl)
nlim_t#	-	number of data points exceeding physical limits for the sonic temperature at level # (... m agl)
nlim_h2o#	-	number of data points exceeding physical limits for water vapor h2o at level # (... m agl)
nlim_co2#	-	number of data points exceeding physical limits for carbon dioxide co2 at level # (... m agl)
nspk_u#	-	Number of spikes within averaging period (exceeding 3.5 times standard deviation) for the sonic u-component at level # (... m agl)
nspk_v#	-	Number of spikes within averaging period (exceeding 3.5 times standard deviation) for the sonic v-component at level # (... m agl)
nspk_w#	-	Number of spikes within averaging period (exceeding 3.5 times standard deviation) for the sonic w-component at level # (... m agl)
nspk_t#	-	Number of spikes within averaging period (exceeding 3.5 times standard deviation) for the sonic temperature at level # (... m agl)
nspk_h2o#	-	Number of spikes within averaging period (exceeding 3.5 times standard deviation) for water vapor h2o at level # (... m agl)
nspk_co2#	-	Number of spikes within averaging period (exceeding 3.5 times standard deviation) for carbon dioxide co2 at level # (... m agl)
nwdir_sonic#	-	Data points from within specified wind direction range around the mounting structure at level # (... m agl)
nbad_u#	-	Sum of missing data, data flagged by the instrument, data exceeding physical limits, and spikes for the sonic u-component at level # (... m agl)
nbad_v#	-	Sum of missing data, data flagged by the instrument, data exceeding physical limits, and spikes for the sonic v-component at level # (... m agl)
nbad_w#	-	Sum of missing data, data flagged by the instrument, data exceeding physical limits, and spikes for the sonic w-component at level # (... m agl)
nbad_t#	-	Sum of missing data, data flagged by the instrument, data exceeding physical limits, and spikes for the sonic temperature at level # (... m agl)
nbad_h2o#	-	Sum of missing data, data flagged by the instrument, data exceeding physical limits, and spikes for water vapor h2o at level # (... m agl)
nbad_co2#	-	Sum of missing data, data flagged by the instrument, data exceeding physical limits, and spikes for carbon dioxide co2 at level # (... m agl)
mean_u#_unrot	m s-1	Mean value of the sonic u-component before double rotation, hence, unrotated at level # (... m agl)
mean_v#_unrot	m s-1	Mean value of the sonic v-component before double rotation, hence, unrotated at level # (... m agl)
mean_w#_unrot	m s-1	Mean value of the sonic w-component before double rotation, hence, unrotated at level # (... m agl)
wdir#	deg	Mean wind direction at level # (... m agl)
rot_alpha#	deg	First rotation angle for double rotation (alpha) at level # (... m agl)
rot_beta#	deg	Second rotation angle for double rotation (beta) at level # (... m agl)
tlag_var_h2o#	s	temporal lag between sonic and gas analyzer removed for water vapor h2o at level # (... m agl)
tlag_var_co2#	s	temporal lag between sonic and gas analyzer removed for carbon dioxide co2 at level # (... m agl)
mean_u#	m s-1	mean value of the double rotated streamwise wind component u, hence, vector averaged wind speed at level # (... m agl)
mean_v#	m s-1	mean value of the double rotated spanwise wind component v at level # (... m agl) – should be close to zero due to double rotation
mean_w#	m s-1	mean value of the double rotated vertical wind component w at level # (... m agl) – should be close to zero due to double rotation
mean_t#	degC	mean value of the sonic temperature at level # (... m agl)
mean_spd#	m s-1	scalar average of the wind speed at level # (... m agl) – square root of the sum of the squared mean_u1_unrot, squared mean_v1_unrot, and squared mean_w1_unrot
mean_h2o#	g m-3	Mean water vapor concentration at level # (... m agl)
mean_co2#	mg m-3	Mean carbon dioxide co2 concentration at level # (... m agl)
mean_u#_flt	m s-1	Mean fluctuation of the streamwise wind component u after detrending at level # (... m agl)
mean_v#_flt	m s-1	Mean fluctuation of the spanwise wind component v after detrending at level # (... m agl)
mean_w#_flt	m s-1	Mean fluctuation of the vertical wind component w after detrending at level # (... m agl)
mean_t#_flt	degC	Mean fluctuation of the temperature after detrending at level # (... m agl)
mean_spd#_flt	m s-1	Mean fluctuation of the scalar average of the wind speed after detrending at level # (... m agl)
mean_e#_flt	m2 s-2	Mean fluctuation of the turbulent kinetic energy after detrending at level # (... m agl)
mean_h2o#_flt	g m-3	Mean fluctuation of the water vapor h2o after detrending at level # (... m agl)
mean_co2#_flt	mg m-3	Mean fluctuation of the cabron dioxide co2 after detrending at level # (... m agl)
var_u#	m2 s-2	Variance of the streamwise wind component u at level # (... m agl)
var_v#	m2 s-2	Variance of the spanwise wind component v at level # (... m agl)
var_w#	m2 s-2	Variance of the vertical wind component w at level # (... m agl)
var_t#	K2	Variance of the sonic temperature at level # (... m agl)
var_spd#	m2 s-2	Variance of the vector averaged horizontal wind speed at level # (... m agl)
var_e#	m4 s-4	Variance of the turbulent kinetic energy at level # (... m agl)
var_h2o#	g2 m-6	Variance of water vapor h2o at level # (... m agl)
var_co2#	mg2 m-6	Variance of carbon dioxide co2 at level # (... m agl)
skew_u#	-	Skewness of the streamwise wind component u at level # (... m agl)
skew_v#	-	Skewness of the spanwise wind component v at level # (... m agl)
skew_w#	-	Skewness of the vertical wind component w at level # (... m agl)
skew_t#	-	Skewness of the sonic temperature at level # (... m agl)
skew_spd#	-	Skewness of the vector averaged horizontal wind speed at level # (... m agl)
skew_e#	-	Skewness of the turbulent kinetic energy at level # (... m agl)
skew_h2o#	-	Skewness of water vapor h2o at level # (... m agl)
skew_co2#	-	Skewness of carbon dioxide co2 at level # (... m agl)
kurt_u#	-	Kurtosis of the streamwise wind component u at level # (... m agl)
kurt_v#	-	Kurtosis of the spanwise wind component v at level # (... m agl)
kurt_w#	-	Kurtosis of the vertical wind component w at level # (... m agl)
kurt_t#	-	Kurtosis of the sonic temperature at level # (... m agl)
kurt_spd#	-	Kurtosis of the vector averaged horizontal wind speed at level # (... m agl)
kurt_e#	-	Kurtosis of the turbulent kinetic energy at level # (... m agl)
kurt_h2o#	-	Kurtosis of water vapor h2o at level # (... m agl)
kurt_co2#	-	Kurtosis of carbon dioxide co2 at level # (... m agl)
uv#	m2 s-2	covariance of the streamwise (u) and spanwise (v) wind component at level # (... m agl)
uw#	m2 s-2	covariance of the streamwise (u) and vertical (w) wind component at level # (... m agl)
vw#	m2 s-2	covariance of the spanwise (v) and vertical (w) wind component at level # (... m agl)
ut#	K m s-1	covariance of the streamwise (u) wind component and temperature at level # (... m agl)
vt#	K m s-1	covariance of the spanwise (v) wind component and temperature at level # (... m agl)
wt#	K m s-1	covariance of the vertical (w) wind component and temperature at level # (... m agl)
ue#	m3 s-3	covariance of the streamwise (u) wind component and turbulent kinetic energy at level # (... m agl)
ve#	m3 s-3	covariance of the spanwise (v) wind component and turbulent kinetic energy at level # (... m agl)
we#	m3 s-3	covariance of the vertical (w) wind component and turbulent kinetic energy at level # (... m agl)
uq#	g m-2 s-1	covariance of the streamwise (u) wind component and specific humidity (q) at level # (... m agl)
vq#	g m-2 s-1	covariance of the spanwise (v) wind component and specific humidity (q) at level # (... m agl)
wq#	g m-2 s-1	covariance of the vertical (w) wind component and specific humidity (q) at level # (... m agl)
tq#	K g m-3	covariance of temperature and specific humidity (q) at level # (... m agl)
uc#	mg m-2 s-1	covariance of the streamwise (u) wind component and carbon dioxide (co2) at level # (... m agl)
vc#	mg m-2 s-1	covariance of the spanwise (v) wind component and carbon dioxide (co2) at level # (... m agl)
wc#	mg m-2 s-1	covariance of the vertical (w) wind component and carbon dioxide (co2) at level # (... m agl)
wq_molfrac#	m s-1 mmol mol-1	covariance of the vertical (w) wind component and specific humidity (q) in mol-fraction at level # (... m agl)
wc_molfrac#	m s-1 mumol mol-1	covariance of the vertical (w) wind component and carbon dioxide (co2) in mol-fraction at level # (... m agl)
uvw#	m3 s-3	3rd order moment of the streamwise (u), spanwise (v), and vertical (w) wind component at level # (... m agl)
uuv#	m3 s-3	3rd order moment of the streamwise (u), streamwise (u), and spanwise (v) wind component at level # (... m agl)
uvv#	m3 s-3	3rd order moment of the streamwise (u), spanwise (v), and spanwise (v) wind component at level # (... m agl)
uuw#	m3 s-3	3rd order moment of the streamwise (u), streamwise (u), and vertical (w) wind component at level # (... m agl)
uww#	m3 s-3	3rd order moment of the streamwise (u), vertical (w), and vertical (w) wind component at level # (... m agl)
vvw#	m3 s-3	3rd order moment of the spanwise (v), spanwise (v), and vertical (w) wind component at level # (... m agl)
vww#	m3 s-3	3rd order moment of the spanwise (v), vertical (w), and vertical (w) wind component at level # (... m agl)
uvt#	K m2 s-2	3rd order moment of the streamwise (u), spanwise (v) wind component and temperature at level # (... m agl)
uwt#	K m2 s-2	3rd order moment of the streamwise (u), vertical (w) wind component and temperature at level # (... m agl)
vwt#	K m2 s-2	3rd order moment of the spanwise (v), vertical (w) wind component and temperature at level # (... m agl)
utt#	K2 m s-1	3rd order moment of the streamwise (u) wind component, temperature, and temperature at level # (... m agl)
uut#	K m2 s-2	3rd order moment of the streamwise (u), streamwise (u) wind component, and temperature at level # (... m agl)
vtt#	K2 m s-1	3rd order moment of the spanwise (v) wind component, temperature, and temperature at level # (... m agl)
vvt#	K m2 s-2	3rd order moment of the spanwise (v), spanwise (v) wind component, and temperature at level # (... m agl)
wtt#	K2 m s-1	3rd order moment of the vertical (w) wind component, temperature, and temperature at level # (... m agl)
wwt#	K m2 s-2	3rd order moment of the vertical (w), vertical (w) wind component, and temperature at level # (... m agl)
uvq#	g m-1 s-2	3rd order moment of the streamwise (u), spanwise (v) wind component and specific humidity (q) at level # (... m agl)
uwq#	g m-1 s-2	3rd order moment of the streamwise (u), vertical (w) wind component and specific humidity (q) at level # (... m agl)
vwq#	g m-1 s-2	3rd order moment of the spanwise (v), vertical (w) wind component and specific humidity (q) at level # (... m agl)
uqq#	g2 m-5 s-1	3rd order moment of the streamwise (u) wind component, specific humidity (q), and specific humidity (q) at level # (... m agl)
uuq#	g m-1 s-2	3rd order moment of the streamwise (u), streamwise (u) wind component and specific humidity (q) at level # (... m agl)
vqq#	g2 m-5 s-1	3rd order moment of the spanwise (v) wind component, specific humidity (q), and specific humidity (q) at level # (... m agl)
vvq#	g m-1 s-2	3rd order moment of the spanwise (v), spanwise (v) wind component and specific humidity (q) at level # (... m agl)
wqq#	g2 m-5 s-1	3rd order moment of the vertical (w) wind component, specific humidity (q), and specific humidity (q) at level # (... m agl)
wwq#	g m-1 s-2	3rd order moment of the vertical (w), vertical (w) wind component and specific humidity (q) at level # (... m agl)
uvc#	mg m-1 s-2	3rd order moment of the streamwise (u), spanwise (v) wind component and carbon dioxide (co2) at level # (... m agl)
uwc#	mg m-1 s-2	3rd order moment of the streamwise (u), vertical (w) wind component and carbon dioxide (co2) at level # (... m agl)
vwc#	mg m-1 s-2	3rd order moment of the spanwise (v), vertical (w) wind component and carbon dioxide (co2) at level # (... m agl)
ucc#	mg2 m-5 s-1	3rd order moment of the streamwise (u) wind component, carbon dioxide (co2), and carbon dioxide (co2) at level # (... m agl)
uuc#	mg m-1 s-2	3rd order moment of the streamwise (u), streamwise (u) wind component and carbon dioxide (co2) at level # (... m agl)
vcc#	mg2 m-5 s-1	3rd order moment of the spanwise (v) wind component, carbon dioxide (co2), and carbon dioxide (co2) at level # (... m agl)
vvc#	mg m-1 s-2	3rd order moment of the spanwise (v), spanwise (v) wind component and carbon dioxide (co2) at level # (... m agl)
wcc#	mg2 m-5 s-1	3rd order moment of the vertical (w) wind component, carbon dioxide (co2), and carbon dioxide (co2) at level # (... m agl)
wwc#	mg m-1 s-2	3rd order moment of the vertical (w), vertical (w) wind component and carbon dioxide (co2) at level # (... m agl)
lf_p#	Pa	Low-frequency pressure adjusted to measurement height at level # (... m agl)
lf_t#	K	Low-frequency temperature adjusted to measurement height at level # (... m agl)
lf_q#	kg kg-1	Low-frequency specific humidity adjusted to measurement height at level # (... m agl)
rho#	kg m-3	Low-frequency air density adjusted to measurement height at level # (... m agl)
cp#	J kg-1 K-1	Low-frequency specific heat of moist air from specific humidity at level # (... m agl)
lv#	J kg-1	Low-frequency enthalpy of vaporization adjusted to measurement height at level # (... m agl)
swout	W m-2	Averaged outgoing shortwave radiation away from the surface (approx. 2.0 m agl)
swin	W m-2	Averaged incoming shortwave radiation towards the surface (approx. 2.0 m agl)
lwout	W m-2	Averaged outgoing longwave radiation away from the surface (approx. 2.0 m agl)
lwin	W m-2	Averaged incoming longwave radiation towards the surface (approx. 2.0 m agl)
zd	m	zero-plane displacement height
ust#	m s-1	friction velocity at level # (... m agl); detrending and corrections applied
zol#	-	dimensionless length parameter (z over L) with z being the height above ground and L being the Monin-Obukhov length at level # (... m agl); detrending and corrections applied
fc1_frc_var_t#	-	frequency response correction factor for first correction for the variance of the temperature at level # (... m agl)
fc1_frc_var_w#	-	frequency response correction factor for first correction for the variance of the vertical (w) wind component at level # (... m agl)
fc1_frc_var_u#	-	frequency response correction factor for first correction for the variance of the streamwise (u) wind component at level # (... m agl)
fc1_frc_var_v#	-	frequency response correction factor for first correction for the variance of the spanwise (v) wind component at level # (... m agl)
fc1_frc_wt#	-	frequency response correction factor for first correction for the covariance of the vertical (w) wind component and temperature at level # (... m agl)
fc1_frc_ut#	-	frequency response correction factor for first correction for the covariance of the streamwise (u) wind component and temperature at level # (... m agl)
fc1_frc_vt#	-	frequency response correction factor for first correction for the covariance of the spanwise (v) wind component and temperature at level # (... m agl)
fc1_frc_uw#	-	frequency response correction factor for first correction for the covariance of the streamwise (u) and vertical (w) wind component at level # (... m agl)
fc1_frc_vw#	-	frequency response correction factor for first correction for the covariance of the spanwise (v) and vertical (w) wind component at level # (... m agl)
fc1_frc_var_h2o#	-	frequency response correction factor for first correction for the variance of the water vapor (h2o) at level # (... m agl)
fc1_frc_wq#	-	frequency response correction factor for first correction for the covariance of the vertical (w) wind component and specific humidity (q) at level # (... m agl)
fc1_frc_uq#	-	frequency response correction factor for first correction for the covariance of the streamwise (u) wind component and specific humidity (q) at level # (... m agl)
fc1_frc_vq#	-	frequency response correction factor for first correction for the covariance of the spanwise (v) wind component and specific humidity (q) at level # (... m agl)
fc1_frc_var_co2#	-	frequency response correction factor for first correction for the variance of the carbon dioxide (co2) at level # (... m agl)
fc1_frc_wc#	-	frequency response correction factor for first correction for the covariance of the vertical (w) wind component and carbon dioxide (co2) at level # (... m agl)
fc1_frc_uc#	-	frequency response correction factor for first correction for the covariance of the streamwise (u) wind component and carbon dioxide (co2) at level # (... m agl)
fc1_frc_vc#	-	frequency response correction factor for first correction for the covariance of the spanwise (v) wind component and carbon dioxide (co2) at level # (... m agl)
fc1_snd_wt#	K m s-1	Sonic heat flux (snd) correction for first correction for the covariance of the vertical (w) wind component and temperature at level # (... m agl)
fc1_snd_var_t#	K2	Sonic heat flux (snd) correction for first correction for the variance of temperature at level # (... m agl)
fc1_wpl_wq#	g m-2 s-1	WPL correction for first correction for the covariance of the vertical (w) wind component and specific humidity (q) at level # (... m agl)
fc1_wpl_wc#	mg m-2 s-1	WPL correction for first correction for the covariance of the vertical (w) wind component and carbon dioxide (co2) at level # (... m agl)
fc2_frc_var_t#	-	frequency response correction factor for second correction for the variance of the temperature at level # (... m agl)
fc2_frc_var_w#	-	frequency response correction factor for second correction for the variance of the vertical (w) wind component at level # (... m agl)
fc2_frc_var_u#	-	frequency response correction factor for second correction for the variance of the streamwise (u) wind component at level # (... m agl)
fc2_frc_var_v#	-	frequency response correction factor for second correction for the variance of the spanwise (v) wind component at level # (... m agl)
fc2_frc_wt#	-	frequency response correction factor for second correction for the covariance of the vertical (w) wind component and temperature at level # (... m agl)
fc2_frc_ut#	-	frequency response correction factor for second correction for the covariance of the streamwise (u) wind component and temperature at level # (... m agl)
fc2_frc_vt#	-	frequency response correction factor for second correction for the covariance of the spanwise (v) wind component and temperature at level # (... m agl)
fc2_frc_uw#	-	frequency response correction factor for second correction for the covariance of the streamwise (u) and vertical (w) wind component at level # (... m agl)
fc2_frc_vw#	-	frequency response correction factor for second correction for the covariance of the spanwise (v) and vertical (w) wind component at level # (... m agl)
fc2_frc_var_h2o#	-	frequency response correction factor for second correction for the variance of the water vapor (h2o) at level # (... m agl)
fc2_frc_wq#	-	frequency response correction factor for second correction for the covariance of the vertical (w) wind component and specific humidity (q) at level # (... m agl)
fc2_frc_uq#	-	frequency response correction factor for second correction for the covariance of the streamwise (u) wind component and specific humidity (q) at level # (... m agl)
fc2_frc_vq#	-	frequency response correction factor for second correction for the covariance of the spanwise (v) wind component and specific humidity (q) at level # (... m agl)
fc2_frc_var_co2#	-	frequency response correction factor for second correction for the variance of the carbon dioxide (co2) at level # (... m agl)
fc2_frc_wc#	-	frequency response correction factor for second correction for the covariance of the vertical (w) wind component and carbon dioxide (co2) at level # (... m agl)
fc2_frc_uc#	-	frequency response correction factor for second correction for the covariance of the streamwise (u) wind component and carbon dioxide (co2) at level # (... m agl)
fc2_frc_vc#	-	frequency response correction factor for second correction for the covariance of the spanwise (v) wind component and carbon dioxide (co2) at level # (... m agl)
fc2_snd_wt#	K m s-1	Sonic heat flux (snd) correction for second correction for the covariance of the vertical (w) wind component and temperature at level # (... m agl)
fc2_snd_var_t#	K2	Sonic heat flux (snd) correction for second correction for the variance of temperature at level # (... m agl)
fc2_wpl_wq#	g m-2 s-1	WPL correction for second correction for the covariance of the vertical (w) wind component and specific humidity (q) at level # (... m agl)
fc2_wpl_wc#	mg m-2 s-1	WPL correction for second correction for the covariance of the vertical (w) wind component and carbon dioxide (co2) at level # (... m agl)
fc1_oxy_wq#	-	first oxygen correction factor for the covariance of the vertical (w) wind component and specific humidity (q) at level # (... m agl)
fc2_oxy_wq#	-	second oxygen correction factor for the covariance of the vertical (w) wind component and specific humidity (q) at level # (... m agl)
var_u#_fc	m2 s-2	variance of the streamwise (u) wind component after flux correction at level # (... m agl)
var_v#_fc	m2 s-2	variance of the spanwise (v) wind component after flux correction at level # (... m agl)
var_w#_fc	m2 s-2	variance of the vertical (w) wind component after flux correction at level # (... m agl)
var_t#_fc	K2	variance of the temperature after flux correction at level # (... m agl)
var_h2o#_fc	g2 m-6	variance of the water vapor (h2o) after flux correction at level # (... m agl)
var_co2#_fc	mg2 m-6	variance of the carbon dioxide (co2) after flux correction at level # (... m agl)
ut#_fc	K m s-1	covariance of the streamwise (u) wind component and temperature after flux correction at level # (... m agl)
vt#_fc	K m s-1	covariance of the spanwise (v) wind component and temperature after flux correction at level # (... m agl)
wt#_fc	K m s-1	covariance of the vertical (w) wind component and temperature after flux correction at level # (... m agl)
uq#_fc	g m-2 s-1	covariance of the streamwise (u) wind component and specific humidity (q) after flux correction at level # (... m agl)
vq#_fc	g m-2 s-1	covariance of the spanwise (v) wind component and specific humidity (q) after flux correction at level # (... m agl)
wq#_fc	g m-2 s-1	covariance of the vertical (w) wind component and specific humidity (q) after flux correction at level # (... m agl)
uc#_fc	mg m-2 s-1	covariance of the streamwise (u) wind component and carbon dioxide (co2) after flux correction at level # (... m agl)
vc#_fc	mg m-2 s-1	covariance of the spanwise (v) wind component and carbon dioxide (co2) after flux correction at level # (... m agl)
wc#_fc	mg m-2 s-1	covariance of the vertical (w) wind component and carbon dioxide (co2) after flux correction at level # (... m agl)
uw#_fc	m2 s-2	covariance of the streamwise (u) and vertical (w) wind component after flux correction at level # (... m agl)
vw#_fc	m2 s-2	covariance of the spanwise (v) and vertical (w) wind component after flux correction at level # (... m agl)
ust#_fc	m s-1	friction velocity after flux correction at level # (... m agl)
zol#_fc	-	dimensionless length parameter (z over L) with z being the height above ground and L being the Monin-Obukhov length after flux correction at level # (... m agl)
wq_molfrac#_fc	m s-1 mmol mol-1	covariance of the vertical (w) wind component and specific humidity (q) in mol-fraction after flux correction at level # (... m agl)
wc_molfrac#_fc	m s-1 mumol mol-1	covariance of the vertical (w) wind component and carbon dioxide (co2) in mol-fraction after flux correction at level # (... m agl)
sh#	W m-2	sensibe heat flux from wt1_fc (i.e. detrending, double rotation, and corrections applied), rho, and cp at level # (... m agl)
le#	W m-2	laten heat flux from wq1_fc (i.e. detrending, double rotation, and corrections applied) and lv at level # (... m agl)
le_molfrac#	W m-2	laten heat flux from wq_molfrac1_fc (i.e. detrending, double rotation, and corrections applied) and lv at level # (... m agl)
stat_fw96_var_u#	%	Stationarity test after Foken and Wichura (1997) for the variance of the streamwise wind component u at level # (... m agl)
stat_fw96_var_v#	%	Stationarity test after Foken and Wichura (1997) for the variance of the spanwise wind component v at level # (... m agl)
stat_fw96_var_w#	%	Stationarity test after Foken and Wichura (1997) for the variance of the vertical wind component w at level # (... m agl)
stat_fw96_var_t#	%	Stationarity test after Foken and Wichura (1997) for the variance of the sonic temperature at level # (... m agl)
stat_fw96_var_h2o#	%	Stationarity test after Foken and Wichura (1997) for the variance of water vapor h2o at level # (... m agl)
stat_fw96_var_co2#	%	Stationarity test after Foken and Wichura (1997) for the variance of carbon dioxide co2 at level # (... m agl)
stat_fw96_uv#	%	Stationarity test after Foken and Wichura (1997) for the covariance of the streamwise (u) and spanwise (v) wind component at level # (... m agl)
stat_fw96_uw#	%	Stationarity test after Foken and Wichura (1997) for the covariance of the streamwise (u) and vertical (w) wind component at level # (... m agl)
stat_fw96_vw#	%	Stationarity test after Foken and Wichura (1997) for the covariance of the spanwise (v) and vertical (w) wind component at level # (... m agl)
stat_fw96_ut#	%	Stationarity test after Foken and Wichura (1997) for the covariance of the streamwise (u) wind component and temperature at level # (... m agl)
stat_fw96_vt#	%	Stationarity test after Foken and Wichura (1997) for the covariance of the spanwise (v) wind component and temperature at level # (... m agl)
stat_fw96_wt#	%	Stationarity test after Foken and Wichura (1997) for the covariance of the vertical (w) wind component and temperature at level # (... m agl)
stat_fw96_uq#	%	Stationarity test after Foken and Wichura (1997) for the covariance of the streamwise (u) wind component and specific humidity (q) at level # (... m agl)
stat_fw96_vq#	%	Stationarity test after Foken and Wichura (1997) for the covariance of the spanwise (v) wind component and specific humidity (q) at level # (... m agl)
stat_fw96_wq#	%	Stationarity test after Foken and Wichura (1997) for the covariance of the vertical (w) wind component and specific humidity (q) at level # (... m agl)
stat_fw96_uc#	%	Stationarity test after Foken and Wichura (1997) for the covariance of the streamwise (u) wind component and carbon dioxide (co2) at level # (... m agl)
stat_fw96_vc#	%	Stationarity test after Foken and Wichura (1997) for the covariance of the spanwise (v) wind component and carbon dioxide (co2) at level # (... m agl)
stat_fw96_wc#	%	Stationarity test after Foken and Wichura (1997) for the covariance of the vertical (w) wind component and carbon dioxide (co2) at level # (... m agl)
ucty_w73_var_u#	-	Uncertainty test after Wyngaard (1973) and Stiperski and Rotach (2016) for the variance of the streamwise wind component u at level # (... m agl)
ucty_w73_var_v#	-	Uncertainty test after Wyngaard (1973) and Stiperski and Rotach (2016) for the variance of the spanwise wind component v at level # (... m agl)
ucty_w73_var_w#	-	Uncertainty test after Wyngaard (1973) and Stiperski and Rotach (2016) for the variance of the vertical wind component w at level # (... m agl)
ucty_w73_var_t#	-	Uncertainty test after Wyngaard (1973) and Stiperski and Rotach (2016) for the variance of the sonic temperature at level # (... m agl)
ucty_w73_var_h2o#	-	Uncertainty test after Wyngaard (1973) and Stiperski and Rotach (2016) for the variance of water vapor h2o at level # (... m agl)
ucty_w73_var_co2#	-	Uncertainty test after Wyngaard (1973) and Stiperski and Rotach (2016) for the variance of carbon dioxide co2 at level # (... m agl)
ucty_w73_uv#	-	Uncertainty test after Wyngaard (1973) and Stiperski and Rotach (2016) for the covariance of the streamwise (u) and spanwise (v) wind component at level # (... m agl)
ucty_w73_uw#	-	Uncertainty test after Wyngaard (1973) and Stiperski and Rotach (2016) for the covariance of the streamwise (u) and vertical (w) wind component at level # (... m agl)
ucty_w73_vw#	-	Uncertainty test after Wyngaard (1973) and Stiperski and Rotach (2016) for the covariance of the spanwise (v) and vertical (w) wind component at level # (... m agl)
ucty_w73_ut#	-	Uncertainty test after Wyngaard (1973) and Stiperski and Rotach (2016) for the covariance of the streamwise (u) wind component and temperature at level # (... m agl)
ucty_w73_vt#	-	Uncertainty test after Wyngaard (1973) and Stiperski and Rotach (2016) for the covariance of the spanwise (v) wind component and temperature at level # (... m agl)
ucty_w73_wt#	-	Uncertainty test after Wyngaard (1973) and Stiperski and Rotach (2016) for the covariance of the vertical (w) wind component and temperature at level # (... m agl)
ucty_w73_uq#	-	Uncertainty test after Wyngaard (1973) and Stiperski and Rotach (2016) for the covariance of the streamwise (u) wind component and specific humidity (q) at level # (... m agl)
ucty_w73_vq#	-	Uncertainty test after Wyngaard (1973) and Stiperski and Rotach (2016) for the covariance of the spanwise (v) wind component and specific humidity (q) at level # (... m agl)
ucty_w73_wq#	-	Uncertainty test after Wyngaard (1973) and Stiperski and Rotach (2016) for the covariance of the vertical (w) wind component and specific humidity (q) at level # (... m agl)
ucty_w73_uc#	-	Uncertainty test after Wyngaard (1973) and Stiperski and Rotach (2016) for the covariance of the streamwise (u) wind component and carbon dioxide (co2) at level # (... m agl)
ucty_w73_vc#	-	Uncertainty test after Wyngaard (1973) and Stiperski and Rotach (2016) for the covariance of the spanwise (v) wind component and carbon dioxide (co2) at level # (... m agl)
ucty_w73_wc#	-	Uncertainty test after Wyngaard (1973) and Stiperski and Rotach (2016) for the covariance of the vertical (w) wind component and carbon dioxide (co2) at level # (... m agl)
Quality flags	-	All quality flags below are defined as followed: -1: unphysical data 0: physical data 1: also absolute value of skewness smaller 2 and kurtosis smaller than 8 2: also stationarity smaller 30% and uncertainty test smaller 0.5
qcflag_var_u#	-	Quality flag for the variance of the streamwise wind component u at level # (... m agl)
qcflag_var_v#	-	Quality flag for the variance of the spanwise wind component v at level # (... m agl)
qcflag_var_w#	-	Quality flag for the variance of the vertical wind component w at level # (... m agl)
qcflag_uv#	-	Quality flag for the covariance of the streamwise (u) and spanwise (v) wind component at level # (... m agl)
qcflag_uw#	-	Quality flag for the covariance of the streamwise (u) and vertical (w) wind component at level # (... m agl)
qcflag_vw#	-	Quality flag for the covariance of the spanwise (v) and vertical (w) wind component at level # (... m agl)
qcflag_var_t#	-	Quality flag for the variance of temperature at level # (... m agl)
qcflag_ut#	-	Quality flag for the covariance of the streamwise (u) wind component and temperature at level # (... m agl)
qcflag_vt#	-	Quality flag for the covariance of the spanwise (v) wind component and temperature at level # (... m agl)
qcflag_wt#	-	Quality flag for the covariance of the vertical (w) wind component and temperature at level # (... m agl)
qcflag_var_e#	-	Quality flag for the variance of turbulent kinetic energy at level # (... m agl)
qcflag_ust#	-	Quality flag for the friction velocity at level # (... m agl)
qcflag_zol#	-	Quality flag for z over L with z being the height above ground and L being the Monin-Obukhov length at level # (... m agl)
qcflag_var_h2o#	-	Quality flag for the variance of water vapor (h2o) at level # (... m agl)
qcflag_uq#	-	Quality flag for the covariance of the streamwise (u) wind component and specific humidity (q) after flux correction at level # (... m agl)
qcflag_vq#	-	Quality flag for the covariance of the spanwise (v) wind component and specific humidity (q) after flux correction at level # (... m agl)
qcflag_wq#	-	Quality flag for the covariance of the vertical (w) wind component and specific humidity (q) after flux correction at level # (... m agl)
qcflag_var_co2#	-	Quality flag for the variance of carbon dioxide (co2) at level # (... m agl)
qcflag_uc#	-	Quality flag for the covariance of the streamwise (u) wind component and carbon dioxide (co2) after flux correction at level # (... m agl)
qcflag_vc#	-	Quality flag for the covariance of the spanwise (v) wind component and carbon dioxide (co2) after flux correction at level # (... m agl)
qcflag_wc#	-	Quality flag for the covariance of the vertical (w) wind component and carbon dioxide (co2) after flux correction at level # (... m agl)
qcflag_all#_fc	-	Quality flag for all variables after the flux correction at level # (... m agl)
qcflag_var_t#_fc	-	Quality flag for the variance of temperature after the flux correction at level # (... m agl) including cross-dependency on w’q’